## Sheet1
| Unnamed: 0.3 | Unnamed: 0.2 | Unnamed: 0.1 | Unnamed: 0 | Turbine | Links | check | Rated power: | Flexible power ratings: | Cut-in wind speed: | Rated wind speed: | Diameter: | Swept area: | Number of blades: | Power density 1: | Power density 2: | Type: | Stages: | Number: | Voltage: | Grid connection: | Grid frequency: | Hub height: | Offshore: | Cut-out wind speed: | Survival wind speed: | Material: | Shape: | Corrosion protection: | Onshore: | Wind zone (DIBt): | Wind class (IEC): | Rotor speed, max: | Tipspeed: | Manufacturer: | Ratio: | Speed, max: | Rotor: | Nacelle: | Tower, max: | Total weight: | Hub: | Installation: | Single blade:
0 | 0 | 0 | 0 | 0 | 2-B Energy 2B6 - 6,00 MW - Wind turbine | https://en.wind-turbine-models.com/turbines/1250-2-b-energy-2b6 | 1 | 6,000.0 kW | - | 3.0 m/s | 13.0 m/s | 140.6 m | 15,526.0 m² | 2 | 386.4 W/m² | 2.6 m²/kW | spur/planetary | 3 | 1 | 10,000.0 V | inverters | 50 Hz | 95/100 m | Yes
1 | 1 | 1 | 1 | 1 | AAER A1500-70 - 1,50 MW - Wind turbine | https://en.wind-turbine-models.com/turbines/597-aaer-a1500-70 | 1 | 1,500.0 kW | - | 3.0 m/s | 11.8 m/s | 77.0 m | 3,848.0 m² | 3 | 389.8 W/m² | 2.6 m²/kW | AB37 | 3 | 1 | 480.0 V | IGBT | 60 Hz | 70/80 m | No | 20.0 m/s | 59.0 m/s | GFK | conical | painted | Yes
2 | 2 | 2 | 2 | 2 | AAER A1500-77 - 1,50 MW - Wind turbine | https://en.wind-turbine-models.com/turbines/2158-aaer-a1500-77 | 1 | 1,500.0 kW | - | 3.0 m/s | 11.0 m/s | 77.0 m | 4,708.0 m² | 3 | 318.6 W/m² | 3.1 m²/kW | NOI 37.5 | 3 | 1 | 690.0 V | IGBT | 50/60 Hz | 65/85 m | No | 20.0 m/s | 51.0 m/s | GFRP | conical |  | Yes | II | IIIa | 19.0 U/min | 77 m/s | NOI Rotortechnik | 1:104 | 1,976.0 U/min | 33.0 t | 70.0 t | 200.0 t | 300.0 t
3 | 3 | 3 | 3 | 3 | AAER A2000-71 - 2,00 MW - Wind turbine | https://en.wind-turbine-models.com/turbines/2159-aaer-a2000-71 | 1 | 2,000.0 kW | - |  |  | 71.0 m | 3,960.0 m² | 3 | 505.1 W/m² | 2.0 m²/kW | spur/planetary | 3 | 1 | 690.0 V | IGBT | 50/60 Hz | 65/100 m | No |  |  |  | conical |  | Yes
4 | 4 | 4 | 4 | 4 | AAER A2000-80 - 2,00 MW - Wind turbine | https://en.wind-turbine-models.com/turbines/2160-aaer-a2000-80 | 1 | 2,000.0 kW | - |  |  | 80.0 m | 5,027.0 m² | 3 | 397.9 W/m² | 2.5 m²/kW | spur/planetary | 3 | 1 | 690.0 V | IGBT | 50/60 Hz | 65/100 m | No |  |  |  | conical |  | Yes
5 | 5 | 5 | 5 | 5 | AAER A2000-84 - 2,00 MW - Wind turbine | https://en.wind-turbine-models.com/turbines/2161-aaer-a2000-84 | 1 | 2,000.0 kW | - |  |  | 84.0 m | 5,542.0 m² | 3 | 360.9 W/m² | 2.8 m²/kW | spur/planetary | 3 | 1 | 690.0 V | IGBT | 50/60 Hz | 65/100 m | No |  |  |  | conical |  | Yes
6 | 6 | 6 | 6 | 6 | Acciona AW-70/1500 - 1,50 MW - Wind turbine | https://en.wind-turbine-models.com/turbines/777-acciona-aw-70-1500 | 1 | 1,500.0 kW | - | 4.0 m/s | 11.6 m/s | 70.0 m | 3,848.0 m² | 3 | 389.8 W/m² | 2.6 m²/kW | 34 | 3 | 1 | 12,000.0 V | IGBT | 50/60 Hz | 60/80 m | No | 25.0 m/s |  | GFRP | conical | painted | Yes |  |  | 20.2 U/min | 74 m/s |  | 1:59 | 1,300.0 U/min | 15.2 t | 52.2 t | 135.0 t | 202.4 t
7 | 7 | 7 | 7 | 7 | Acciona AW-77/1500 - 1,50 MW - Wind turbine | https://en.wind-turbine-models.com/turbines/778-acciona-aw-77-1500 | 1 | 1,500.0 kW | - | 3.5 m/s | 11.1 m/s | 77.0 m | 4,615.0 m² | 3 | 325.0 W/m² | 3.1 m²/kW | 37.3 | 3 | 1 | 12,000.0 V | IGBT | 50/60 Hz | 60/71.5/80 m | No | 25.0 m/s |  | GFRP | conical | painted | Yes | II |  | 18.3 U/min | 74 m/s |  | 1:65 | 1,200.0 U/min | 15.2 t | 52.3 t | 135.0 t | 202.5 t
8 | 8 | 8 | 8 | 8 | Acciona AW-82/1500 - 1,50 MW - Wind turbine | https://en.wind-turbine-models.com/turbines/585-acciona-aw-82-1500 | 1 | 1,500.0 kW | - | 3.0 m/s | 10.5 m/s | 82.0 m | 5,289.0 m² | 3 | 283.6 W/m² | 3.5 m²/kW | 40.3 | 3 | 1 | 12,000.0 V | IGBT | 50/60 Hz | 80 m | No | 20.0 m/s |  | GFRP | conical | painted | Yes |  |  | 16.7 U/min | 72 m/s |  | 1:65 | 1,300.0 U/min | 15.2 t | 52.3 t | 135.0 t | 202.5 t
9 | 9 | 9 | 9 | 9 | Acciona AW-100/3000 - 3,00 MW - Wind turbine | https://en.wind-turbine-models.com/turbines/142-acciona-aw-100-3000 | 1 | 3,000.0 kW | - | 4.0 m/s | 11.7 m/s | 100.0 m | 7,854.0 m² | 3 | 382.0 W/m² | 2.6 m²/kW | 48.7 | 3 | 1 | 12,000.0 V | IGBT | 50/60 Hz | 100/120 m | No | 25.0 m/s |  | GFRP | conical | painted | Yes |  |  | 14.2 U/min | 74 m/s |  | 1:77 | 1,300.0 U/min | 66.0 t | 118.0 t | 1,100.0 t | 1,284.0 t | 32.0 t
10 | 10 | 10 | 10 | 10 | Acciona AW-109/3000 - 3,00 MW - Wind turbine | https://en.wind-turbine-models.com/turbines/783-acciona-aw-109-3000 | 1 | 3,000.0 kW | - | 3.5 m/s | 11.1 m/s | 109.0 m | 9,331.0 m² | 3 | 321.5 W/m² | 3.1 m²/kW | 53.2 | 3 | 1 | 12,000.0 V | IGBT | 50/60 Hz | 100/120 m | No | 25.0 m/s |  | GFRP | conical | painted | Yes |  |  | 13.2 U/min | 75 m/s |  | 1:83 | 1,320.0 U/min | 66.0 t | 118.0 t | 1,100.0 t | 1,284.0 t
11 | 11 | 11 | 11 | 11 | Acciona AW-116/3000 - 3,00 MW - Wind turbine | https://en.wind-turbine-models.com/turbines/784-acciona-aw-116-3000 | 1 | 3,000.0 kW | - | 3.0 m/s | 10.6 m/s | 116.0 m | 10,568.0 m² | 3 | 283.9 W/m² | 3.5 m²/kW | 56.7 | 3 | 1 | 12,000.0 V | IGBT | 50/60 Hz | 100/120 m | No | 20.0 m/s |  | GFRP | conical | painted | Yes |  |  | 12.3 U/min | 75 m/s |  | 1:89 | 1,320.0 U/min |  | 118.0 t | 1,100.0 t
12 | 12 | 12 | 12 | 12 | Acciona AW-125/3000 - 3,00 MW - Wind turbine | https://en.wind-turbine-models.com/turbines/785-acciona-aw-125-3000 | 1 | 3,000.0 kW | - | 3.5 m/s | 12.0 m/s | 125.0 m | 12,305.0 m² | 3 | 243.8 W/m² | 4.1 m²/kW | spur/planetary | 3 | 1 | 12,000.0 V | IGBT | 50/60 Hz | 120 m | No | 25.0 m/s |  | GFRP | conical |  | Yes |  |  | 13.2 U/min | 86 m/s |  |  | 1,300.0 U/min |  | 111.6 t | 1,100.0 t
13 | 13 | 13 | 13 | 13 | Acciona AW-132/3000 - 3,00 MW - Wind turbine | https://en.wind-turbine-models.com/turbines/980-acciona-aw-132-3000 | 1 | 3,000.0 kW | - | 3.0 m/s |  | 132.0 m | 13,720.0 m² |  | 218.7 W/m² | 4.6 m²/kW | 2 planetary. 1 parallel (helical) | 3 | 1 | 12,000.0 V | inverters | 50/60 Hz | 84/*120 m | No | 25.0 m/s |  |  | conical | painted | Yes |  | IIIb | [6 empty] | 111.0 t
14 | 14 | 14 | 14 | 14 | Acciona AW-140/3000 - 3,00 MW - Wind turbine | https://en.wind-turbine-models.com/turbines/1740-acciona-aw-140-3000 | 1 | 3,000.0 kW | - | 3.0 m/s |  | 140.0 m | 15,431.0 m² | 3 | 194.4 W/m² | 5.1 m²/kW | 2 planetary. 1 parallel (helical) | 3 | 1 | 12,000.0 V | IGBT | 50/60 Hz | 82 and custom / 120* m | No | 20.0 m/s |  |  | conical | painted | Yes |  | S | [6 empty] | 108.0 t |  |  |  | 2018
15 | 15 | 15 | 15 | 15 | Acciona AW-148/3300 - 3,30 MW - Wind turbine | https://en.wind-turbine-models.com/turbines/2303-acciona-aw-148-3300 | 1 | 3,300.0 kW | 3,000.0 - 3,300.0 kW | 3.0 m/s | - | 148.0 m | 17,203.0 m² | 3 | 191.8 W/m² | 5.2 m²/kW | Doubly-fed induction machine |  | 1 | 12,000.0 V |  | 50/60 Hz | 120 / project and region-specific m | No | 20.0 m/s |  |  |  |  | Yes |  | S | 12.4 U/min | 96 m/s
16 | 16 | 16 | 16 | 16 | Acowind A-63 - 1,00 MW - Wind turbine | https://en.wind-turbine-models.com/turbines/2423-acowind-a-63 | 1 | 1,000.0 kW | - | 3.0 m/s | 12.0 m/s | 56.0 m | 2,463.0 m² | 3 | 406.0 W/m² | 2.5 m²/kW | Flettner Rotor | 1 | 1 | 690.0 V |  | 50 Hz | 60 m | No | 25.0 m/s |  | GFRP | conical | coated | Yes |  |  | 6.1 U/min | 18 m/s | Zak?ady Lotnicze Marga?ski & Mys?owski SA | 1:248 | 1,515.0 U/min | 38.0 t | 40.0 t | 80.0 t | 158.0 t | 26.0 t |  | 4.0 t
17 | 17 | 17 | 17 | 17 | ACSA LMW-0.250 - 0,25 kW - Wind turbine | https://en.wind-turbine-models.com/turbines/2377-acsa-lmw-0.250 | 1 | 0.3 kW | 250.0 - 330.0 kW | 3.0 m/s | 10.0 m/s | 1.7 m | 2.3 m² | 3 | 110.1 W/m² | 9.1 m²/kW | Göttingen 417 A |  | 1 | 24.0 V | voltage controller | 50 Hz | 6-12 m | Yes | - | 60.0 m/s | Polyester or reinforced époxy with fiberglass | cylindrical | galvanized |  |  |  | 1,300.0 U/min | 116 m/s
18 | 18 | 18 | 18 | 18 | ACSA LMW-0.600 - 0,60 kW - Wind turbine | https://en.wind-turbine-models.com/turbines/2378-acsa-lmw-0.600 | 1 | 0.6 kW | 0.6 - 0.7 kW | 3.0 m/s | 12.0 m/s | 2.2 m | 3.8 m² | 2 | 157.9 W/m² | 6.3 m²/kW | Clark Y |  | 1 | 24.0 V | voltage controller | 50 Hz | 6-12 m | Yes | - | 60.0 m/s | Polyester or reinforced époxy with fiberglass | conical | galvanized |  |  |  | 1,000.0 U/min | 115 m/s
19 | 19 | 19 | 19 | 19 | ACSA LMW-1.000 - 1,00 kW - Wind turbine | https://en.wind-turbine-models.com/turbines/2379-acsa-lmw-1.000 | 1 | 1.0 kW | 0.8 - 1.0 kW | 2.5 m/s | 10.5 m/s | 3.1 m | 7.7 m² | 3 | 130.7 W/m² | 7.7 m²/kW | NACA 4415 |  | 1 | 120.0 V | voltage controller | 50 Hz | 6-12 m | Yes | - | 60.0 m/s | Polyester or reinforced époxy with fiberglass or carbon | cylindrical | galvanized |  |  |  | 775.0 U/min | 127 m/s
20 | 20 | 20 | 20 | 20 | ACSA LMW-1.500 - 1,00 kW - Wind turbine | https://en.wind-turbine-models.com/turbines/2380-acsa-lmw-1.500 | 1 | 1.0 kW | 1.0 - 1.4 kW | 2.5 m/s | 10.5 m/s | 3.1 m | 7.7 m² | 3 | 130.7 W/m² | 7.7 m²/kW | NACA 4415 |  | 1 | 120.0 V | voltage controller | 50 Hz | 6-18 m | Yes | - | 60.0 m/s | Polyester or reinforced époxy with fiberglass or carbon | cylindrical | galvanized |  |  |  | 800.0 U/min | 131 m/s
21 | 21 | 21 | 21 | 21 | ACSA LMW-2.000 - 2,00 kW - Wind turbine | https://en.wind-turbine-models.com/turbines/2381-acsa-lmw-2.000 | 1 | 2.0 kW | 2.0 - 2.4 kW | 3.0 m/s | 10.0 m/s | 5.0 m | 19.6 m² | 3 | 101.9 W/m² | 9.8 m²/kW | NACA 4415 |  | 1 | 120.0 V | voltage controller | 50 Hz | 6-18 m | Yes | - | 60.0 m/s | Polyester or reinforced époxy with fiberglass | cylindrical | galvanized |  |  |  | 360.0 U/min | 94 m/s
22 | 22 | 22 | 22 | 22 | ACSA LMW-3.000 - 3,00 kW - Wind turbine | https://en.wind-turbine-models.com/turbines/2382-acsa-lmw-3.000 | 1 | 3.0 kW | 3.0 - 3.2 kW | 4.0 m/s | 12.0 m/s | 5.0 m | 19.6 m² | 3 | 152.8 W/m² | 6.5 m²/kW | NACA 4415 |  | 1 | 120.0 V | voltage controller | 50 Hz | 6-18 m | Yes | - | 60.0 m/s | Polyester or reinforced époxy with fiberglass | cylindrical | galvanized |  |  |  | 350.0 U/min | 92 m/s
23 | 23 | 23 | 23 | 23 | ACSA LMW-10.000 - 10,00 kW - Wind turbine | https://en.wind-turbine-models.com/turbines/2383-acsa-lmw-10.000 | 1 | 10.0 kW | - | 3.0 m/s | 13.0 m/s | 7.0 m | 38.5 m² | 3 | 259.9 W/m² | 3.8 m²/kW | NLF 416 |  | 1 | 120.0 V | voltage controller | 50 Hz | 6-18 m | Yes |  | 60.0 m/s | Polyester or reinforced époxy with fiberglass | cylindrical | galvanized |  |  |  | 350.0 U/min | 128 m/s
24 | 24 | 24 | 24 | 24 | ACSA A17/90 - 90,00 kW - Wind turbine | https://en.wind-turbine-models.com/turbines/2373-acsa-a17-90 | 1 | 90.0 kW | - | 3.3 m/s | 16.8 m/s | 17.0 m | 227.0 m² | 3 | 396.5 W/m² | 2.5 m²/kW | NACA 44 | 2 | 2 | 690.0 V | thyristors | 50 Hz | 23.4 m | No | 28.0 m/s | 50.0 m/s | reinforced polyester fibreglas |  | hot-galvanized | Yes |  |  | 50.2 U/min | 45 m/s | Vestas | 1:24 | 1,500.0 U/min |  |  | 4.3 t | 10.6 t
25 | 25 | 25 | 25 | 25 | ACSA A20/100 - 100,00 kW - Wind turbine | https://en.wind-turbine-models.com/turbines/2374-acsa-a20-100 | 1 | 100.0 kW | - | 4.5 m/s | 13.0 m/s | 20.0 m | 314.0 m² | 3 | 318.5 W/m² | 3.1 m²/kW | NACA44 | 2 | 2 | 690.0 V | thyristors | 50 Hz | 24 m | No | 25.0 m/s | 55.0 m/s | GFRP | conical | coated | Yes |  |  | 46.0 U/min | 48 m/s | Vestas | 1:22 | 1,500.0 U/min | 1.7 t | 4.6 t | 5.6 t | 11.9 t | 0.5 t | 1990 | 0.4 t
26 | 26 | 26 | 26 | 26 | ACSA A27/225 - 225,00 kW - Wind turbine | https://en.wind-turbine-models.com/turbines/817-acsa-a27-225 | 1 | 225.0 kW | - | 3.5 m/s | 13.5 m/s | 27.0 m | 573.0 m² | 3 | 392.7 W/m² | 2.5 m²/kW | LM 13 | 2 | 1 | 400.0 V | Thyristor | 50 Hz | 30 m | No | 25.0 m/s | 59.0 m/s | GFRP | conical | painted/galvanized | Yes |  |  | 43.0 U/min | 61 m/s | LM Glasfieber | 1:23 | 1,008.0 U/min | 2.9 t | 7.9 t | 12.0 t | 22.8 t
27 | 27 | 27 | 27 | 27 | ACSA A29/225 - 225,00 kW - Wind turbine | https://en.wind-turbine-models.com/turbines/2376-acsa-a29-225 | 1 | 225.0 kW | - | 4.0 m/s | 13.0 m/s | 29.0 m | 661.0 m² | 3 | 340.4 W/m² | 2.9 m²/kW | 13.5m | 2 | 1 | 400.0 V | thyristors | 50 Hz | 31.5 / 40 / 50 m | No | 25.0 m/s | 52.5 m/s | GFRP | conical | coated | Yes |  |  | 41.7 U/min | 63 m/s | Vestas | 1:23 | 900.0 U/min | 2.9 t | 7.9 t | 12.0 t | 22.8 t
28 | 28 | 28 | 28 | 28 | Adani 5.2-160 - 5,20 MW - Wind turbine | https://en.wind-turbine-models.com/turbines/2512-adani-5.2-160 | 1 | 5,200.0 kW | - | 3.0 m/s | 12.0 m/s | 160.0 m | 20,106.0 m² | 3 | 258.6 W/m² | 3.9 m²/kW | 78m blade |  | 1 |  | full inverter IGBT |  | 120 / site specific m | No | 20.0 m/s |  |  | conical | coated | Yes |  | IIIb |  |  | Mundra Windtech Ltd. | [7 empty] | 2022
29 | 29 | 29 | 29 | 29 | ADES ADES 60 - 60,00 kW - Wind turbine | https://en.wind-turbine-models.com/turbines/812-ades-ades-60 | 1 | 60.0 kW | - | 3.5 m/s | 8.0 m/s | 29.0 m | 600.0 m² | 1 | 100.0 W/m² | 10.0 m²/kW | 16.5 |  |  | 690.0 V |  | 50 Hz | 26.5 m | No | 20.0 m/s |  | Fibreglass | conical | painted | Yes |  |  | 50.0 U/min | 76 m/s | ADES | 1:24 | 1,200.0 U/min | 3.2 t | 4.7 t | 9.9 t | 17.8 t
30 | 30 | 30 | 30 | 30 | ADES ADES 100 - 100,00 kW - Wind turbine | https://en.wind-turbine-models.com/turbines/813-ades-ades-100 | 1 | 100.0 kW | - | 3.5 m/s | 10.0 m/s | 29.0 m | 600.0 m² | 1 | 166.7 W/m² | 6.0 m²/kW | 16.5 |  |  | 690.0 V |  | 50 Hz | 27.5 m | No | 20.0 m/s |  | Fibreglass | conical | painted | Yes |  |  | 60.0 U/min | 91 m/s | ADES | 1:20 | 1,200.0 U/min | 3.2 t | 4.8 t | 9.9 t | 17.9 t
31 | 31 | 31 | 31 | 31 | ADES ADES 200 - 200,00 kW - Wind turbine | https://en.wind-turbine-models.com/turbines/339-ades-ades-200 | 1 | 200.0 kW | - | 4.0 m/s | 11.5 m/s | 36.0 m | 880.0 m² | 1 | 227.3 W/m² | 4.4 m²/kW | Squirrel-cage rotor |  |  | 400.0 V |  | 50 Hz | 31 / 40 m | No | 25.0 m/s |  | Fiberglas/ Epoxy |  |  | Yes | [5 empty] | 1:36 |  | 3.6 t | 11.0 t | 5.5 t | 20.0 t
32 | 32 | 32 | 32 | 32 | ADES ADES 335 - 335,00 kW - Wind turbine | https://en.wind-turbine-models.com/turbines/814-ades-ades-335 | 1 | 335.0 kW | - | 3.0 m/s | 12.0 m/s | 36.0 m | 880.0 m² | 1 | 380.7 W/m² | 2.6 m²/kW | 24 |  |  | 690.0 V |  | 50 Hz | 36 m | No | 25.0 m/s |  | Fibreglass | conical | painted | Yes |  |  | 55.0 U/min | 104 m/s | ADES | 1:22 | 1,200.0 U/min | 4.0 t | 9.0 t | 16.5 t | 29.5 t
33 | 33 | 33 | 33 | 33 | Adolfsen Mølle SA 11 - 11,00 kW - Wind turbine | https://en.wind-turbine-models.com/turbines/173-adolfsen-m-lle-sa-11 | 1 | 11.0 kW | - |  |  | 9.0 m | 63.6 m² | 3 | 173.0 W/m² | 5.8 m²/kW | Lattice | [5 empty] | 15.0 m | No | [5 empty] | Yes
34 | 34 | 34 | 34 | 34 | AWT Inc. AWT-26 / WC-86 - 275,00 kW - Wind turbine | https://en.wind-turbine-models.com/turbines/1319-awt-inc.-awt-26-wc-86 | 1 | 275.0 kW | - | 5.4 m/s | 17.0 m/s | 26.2 m | 539.0 m² | 2 | 510.2 W/m² | 2.0 m²/kW | 12.57m | 2 | 1 | 480.0 V | converter | 60.0 Hz | 24.4/36.6/45.7 m | No | 24.6 m/s | 55.0 m/s | wood epoxy | conical | painted | Yes |  |  | 62.0 U/min | 85 m/s | Flender | 1:32 | 1,800.0 U/min | [6 empty] | 0.5 t
35 | 35 | 35 | 35 | 35 | AWT Inc. AWT-27 - 275,00 kW - Wind turbine | https://en.wind-turbine-models.com/turbines/1320-awt-inc.-awt-27 | 1 | 275.0 kW | - | 5.0 m/s | 15.0 m/s | 27.4 m | 589.6 m² | 2 | 466.4 W/m² | 2.1 m²/kW | 13.17m | 2 | 1 | 480.0 V | converter | 60 Hz | 36.6 m | No | 23.0 m/s |  | reinforced carbon fiber |  |  | Yes |  |  | 53.0 U/min | 76 m/s | Flender | 1:34 | 1,800.0 U/min
36 | 36 | 36 | 36 | 36 | AWP A/S AWP 90/18 - 90,00 kW - Wind turbine | https://en.wind-turbine-models.com/turbines/1870-awp-a-s-awp-90-18 | 1 | 90.0 kW | - | 4.0 m/s | 13.0 m/s | 18.6 m | 270.0 m² | 3 | 333.3 W/m² | 3.0 m²/kW | 9m |  | 1 | 400.0 V | thyristor | 50/60 Hz | 22.5 / 30 m | No | 25.0 m/s | 57.0 m/s | Glasfiber | conical / lattice | painted / hot dip galvanized | Yes |  |  | 46.0 U/min | 45 m/s | Aerostar | 1:22 | 1,000.0 U/min | 1.8 t | 2.7 t | 8.0 t | 12.5 t |  |  | 0.5 t
37 | 37 | 37 | 37 | 37 | AWP A/S AWP 200/23 - 200,00 kW - Wind turbine | https://en.wind-turbine-models.com/turbines/1872-awp-a-s-awp-200-23 | 1 | 200.0 kW | - | 4.0 m/s | 13.0 m/s | 23.0 m | 415.0 m² | 3 | 481.9 W/m² | 2.1 m²/kW | 11m |  | 1 | 480.0 V | thyristor | 50 Hz | 30 m | No | 25.0 m/s | 57.0 m/s | Fiberglass | conical / lattice | painted / hot dip galvanized | Yes |  |  |  |  | Aerostar | 1:22 | 1,000.0 U/min | 3.5 t | 5.5 t | 13.0 t | 22.0 t | 1.4 t |  | 0.7 t
38 | 38 | 38 | 38 | 38 | Adwen AD 5-116 - 5,00 MW - Wind turbine | https://en.wind-turbine-models.com/turbines/1808-adwen-ad-5-116 | 1 | 5,000.0 kW | - | 4.0 m/s | 12.5 m/s | 116.0 m | 10,568.0 m² | 3 | 473.1 W/m² | 2.1 m²/kW | step-planetary gear. helical | 1 | 1 | 3,300.0 V | IGBT | 50 Hz | site specific m | Yes | 25.0 m/s |  |  | conical | painted | No |  |  | 14.8 U/min | 90 m/s | Renk | 1:10 | 148.5 U/min | 111.5 t | 233.0 t |  | 345.0 t
39 | 39 | 39 | 39 | 39 | Adwen AD 5-132 - 5,00 MW - Wind turbine | https://en.wind-turbine-models.com/turbines/1123-adwen-ad-5-132 | 1 | 5,000.0 kW | - | 2.5 m/s | 13.5 m/s | 132.0 m | 13,685.0 m² | 3 | 365.4 W/m² | 2.7 m²/kW | 64.5m | 2 | 1 | 690.0 V | converter | 50/60 Hz | 95/120/140 m | Yes | 27.0 m/s |  | iber glass or carbon fiber | conical | painted |  |  |  | 11.8 U/min | 82 m/s |  | 1:41 | 490.0 U/min
40 | 40 | 40 | 40 | 40 | Adwen AD 5-135 - 5,05 MW - Wind turbine | https://en.wind-turbine-models.com/turbines/1122-adwen-ad-5-135 | 1 | 5,050.0 kW | - | 3.5 m/s | 11.4 m/s | 135.0 m | 14,326.0 m² | 3 | 352.5 W/m² | 2.8 m²/kW | 66m |  | 1 | 3,300.0 V | converter | 50.0 Hz | Site-specific m | Yes | 30.0 m/s |  | CFRP | conical | painted |  |  | Ia | 13.5 U/min | 95 m/s |  | 1:10 | 160.0 U/min | 140.0 t | 230.0 t
41 | 41 | 41 | 41 | 41 | Adwen AD 8-180 - 8,00 MW - Wind turbine | https://en.wind-turbine-models.com/turbines/1124-adwen-ad-8-180 | 1 | 8,000.0 kW | - | 3.0 m/s | 12.0 m/s | 180.0 m | 25,447.0 m² | 3 | 314.4 W/m² | 3.2 m²/kW | LM 88.4 P | 2 | 1 | 66,000.0 V | inverters | 50/60 Hz | site specific and foundations conceot m | Yes | 30.0 m/s |  |  | conical | painted |  |  | Ib | 7.5 U/min | 71 m/s | LM Wind Power A/S | 1:41 | 306.0 U/min |  | 550.0 t |  |  |  | 2016
42 | 42 | 42 | 42 | 42 | Aeolia Windtech D2CF 200 - 200,00 kW - Wind turbine | https://en.wind-turbine-models.com/turbines/1829-aeolia-windtech-d2cf-200 | 1 | 200.0 kW | - | 3.0 m/s | 10.9 m/s | 28.0 m | 650.0 m² | 3 | 307.7 W/m² | 3.3 m²/kW | WINDblade134-0.2 / 13.4m | 2 | 1 | 400.0 V | IGBT | 50 Hz | 40.3 m | No | 20.0 m/s |  | Fiberglass with integral lightning protection | conical | painted | Yes |  | IIa | 46.0 U/min | 67 m/s | Euros | 1:11 | 500.0 U/min
43 | 43 | 43 | 43 | 43 | Aeolian AEO-20 - 6,00 kW - Wind turbine | https://en.wind-turbine-models.com/turbines/493-aeolian-aeo-20 | 1 | 6.0 kW | - | 3.6 m/s | 9.8 m/s | 6.1 m | 29.2 m² | 3 | 205.5 W/m² | 4.9 m²/kW | helical |  | 1 |  |  | 60 Hz | 30.0 m | No |  | 44.7 m/s | Fiberglas |  | painted | Yes |  |  | 95.0 U/min | 30 m/s |  | 1:14 | 1,330.0 U/min
44 | 44 | 44 | 44 | 44 | Aeolos Aeolos-V 1kW - 1,00 kW - Wind turbine | https://en.wind-turbine-models.com/turbines/1851-aeolos-aeolos-v-1kw | 1 | 1.0 kW | - | 1.5 m/s | 10.0 m/s | 2.0 m | 3.2 m² | 3 | 312.5 W/m² | 3.2 m²/kW | direct drive |  | 1 | 110.0 V | PWM | 50/60 Hz | 2.8 m | No | 50.0 m/s |  | aluminum alloy | cylindrical | painted | Yes |  |  | 300.0 U/min | 31 m/s
45 | 45 | 45 | 45 | 45 | Aeolos Aeolos-H 1kW - 1,00 kW - Wind turbine | https://en.wind-turbine-models.com/turbines/1858-aeolos-aeolos-h-1kw | 1 | 1.0 kW | - | 2.5 m/s | 12.0 m/s | 3.2 m | 8.0 m² | 3 | 125.0 W/m² | 8.0 m²/kW | direct drive |  | 1 | 110.0 V | PWM | 50/60 Hz | site specific m | No | 25.0 m/s | 45.0 m/s | glass fiber | conical | painted | Yes | [8 empty] | 0.1 t
46 | 46 | 46 | 46 | 46 | Aeolos Aeolos-H 2kW - 2,00 kW - Wind turbine | https://en.wind-turbine-models.com/turbines/1859-aeolos-aeolos-h-2kw | 1 | 2.0 kW | - | 2.5 m/s | 12.0 m/s | 4.0 m | 12.6 m² | 3 | 158.7 W/m² | 6.3 m²/kW | direct drive |  | 1 | 200.0 V | PWM | 50/60 Hz | site specific m | No | 25.0 m/s | 45.0 m/s | glass fiber | conical | painted | Yes
47 | 47 | 47 | 47 | 47 | Aeolos Aeolos-V 3kW - 3,00 kW - Wind turbine | https://en.wind-turbine-models.com/turbines/1852-aeolos-aeolos-v-3kw | 1 | 3.0 kW | - | 1.5 m/s | 10.0 m/s | 3.0 m | 7.1 m² | 3 | 422.5 W/m² | 2.4 m²/kW | direct drive |  | 1 | 220.0 V | PWM | 50/60 Hz | 3.6 m | No | 52.5 m/s |  | aluminum alloy | cylindrical | painted | Yes |  |  | 260.0 U/min | 41 m/s | [6 empty] | 0.1 t
48 | 48 | 48 | 48 | 48 | Aeolos Aeolos-H 3kW - 3,00 kW - Wind turbine | https://en.wind-turbine-models.com/turbines/1860-aeolos-aeolos-h-3kw | 1 | 3.0 kW | - | 2.5 m/s | 12.0 m/s | 4.8 m | 18.1 m² | 3 | 165.7 W/m² | 6.0 m²/kW | direct drive |  | 1 | 220.0 V | PWM | 50/60 Hz | site specific m | No | 25.0 m/s | 45.0 m/s | glass fiber | conical | painted | Yes | [8 empty] | 0.1 t
49 | 49 | 49 | 49 | 49 | Aeolos Aeolos-V 5kW - 5,00 kW - Wind turbine | https://en.wind-turbine-models.com/turbines/1853-aeolos-aeolos-v-5kw | 1 | 5.0 kW | - | 1.5 m/s | 10.0 m/s | 4.5 m | 15.9 m² | 3 | 314.5 W/m² | 3.2 m²/kW | direct drive |  | 1 | 220.0 V | PWM | 50/60 Hz | 4.8 m | No | 52.5 m/s |  | aluminum alloy | conical | painted | Yes |  |  | 200.0 U/min | 47 m/s | [6 empty] | 0.6 t
50 | 50 | 50 | 50 | 50 | Aeolos Aeolos-H 5kW - 5,00 kW - Wind turbine | https://en.wind-turbine-models.com/turbines/1861-aeolos-aeolos-h-5kw | 1 | 5.0 kW | - | 3.0 m/s | 10.0 m/s | 6.4 m | 32.2 m² | 3 | 155.3 W/m² | 6.4 m²/kW | direct drive |  | 1 | 216.0 V | PWM | 50/60 Hz | site specific m | No | 25.0 m/s | 45.0 m/s | glass fiber | conical | painted | Yes
51 | 51 | 51 | 51 | 51 | Aeolos Aeolos-V 10kW - 10,00 kW - Wind turbine | https://en.wind-turbine-models.com/turbines/1854-aeolos-aeolos-v-10kw | 1 | 10.0 kW | - | 2.5 m/s | 11.0 m/s | 5.5 m | 23.8 m² | 3 | 420.2 W/m² | 2.4 m²/kW | direct drive |  | 1 | 380.0 V | PWM | 50/60 Hz | 6 m | No | 52.5 m/s |  | aluminum alloy | conical | painted | Yes |  |  | 260.0 U/min | 75 m/s | [6 empty] | 0.7 t
52 | 52 | 52 | 52 | 52 | Aeolos Aeolos-H 10kW - 10,00 kW - Wind turbine | https://en.wind-turbine-models.com/turbines/1862-aeolos-aeolos-h-10kw | 1 | 10.0 kW | - | 2.5 m/s | 10.0 m/s | 8.0 m | 50.3 m² | 3 | 198.8 W/m² | 5.0 m²/kW | direct drive |  | 1 | 440.0 V | PWM | 50/60 Hz | site specific m | No | 25.0 m/s | 59.5 m/s | glass fiber | conical | painted | Yes | [8 empty] | 0.4 t
53 | 53 | 53 | 53 | 53 | Aeolos Aeolos-H 20kW - 20,00 kW - Wind turbine | https://en.wind-turbine-models.com/turbines/1863-aeolos-aeolos-h-20kw | 1 | 20.0 kW | - | 3.0 m/s | 10.0 m/s | 10.0 m | 78.5 m² | 3 | 254.8 W/m² | 3.9 m²/kW | direct drive |  | 1 |  | PWM | 50/60 Hz | site specific m | No | 25.0 m/s | 50.0 m/s | glass fiber | conical | painted | Yes | [8 empty] | 1.0 t
54 | 54 | 54 | 54 | 54 | Aeolos Aeolos-H 30kW - 30,00 kW - Wind turbine | https://en.wind-turbine-models.com/turbines/1864-aeolos-aeolos-h-30kw | 1 | 30.0 kW | - | 2.5 m/s | 9.0 m/s | 15.6 m | 191.0 m² | 3 | 157.1 W/m² | 6.4 m²/kW | direct drive |  | 1 |  | PWM | 50/60 Hz | site specific m | No | 25.0 m/s | 59.5 m/s | glass fiber | conical | painted | Yes |  | IIa
55 | 55 | 55 | 55 | 55 | Aeolos Aeolos-H 50kW - 50,00 kW - Wind turbine | https://en.wind-turbine-models.com/turbines/1856-aeolos-aeolos-h-50kw | 1 | 50.0 kW | - | 3.0 m/s | 10.0 m/s | 18.0 m | 254.5 m² | 3 | 196.5 W/m² | 5.1 m²/kW | direct drive |  | 1 |  | PWM | 50/60 Hz | site specific m | No | 25.0 m/s | 59.5 m/s | glass fiber | conical | painted | Yes | [8 empty] | 6.1 t
56 | 56 | 56 | 56 | 56 | Aeolos Aeolos-H 60kW - 60,00 kW - Wind turbine | https://en.wind-turbine-models.com/turbines/1855-aeolos-aeolos-h-60kw | 1 | 60.0 kW | - | 3.0 m/s | 9.0 m/s | 22.3 m | 390.4 m² | 3 | 153.7 W/m² | 6.5 m²/kW | direct drive |  | 1 |  | PWM | 50/60 Hz | site specific m | No | 25.0 m/s | 59.5 m/s | glass fiber | conical | painted | Yes | [8 empty] | 6.8 t
57 | 57 | 57 | 57 | 57 | Aeolos Aeolos-V 300W - 0,30 kW - Wind turbine | https://en.wind-turbine-models.com/turbines/1849-aeolos-aeolos-v-300w | 1 | 0.3 kW | - | 1.5 m/s | 10.0 m/s | 1.2 m | 1.1 m² | 3 | 272.7 W/m² | 3.7 m²/kW | direct drive |  | 1 | 24.0 V | PWM | 50/60 Hz | 1.6 m | No | 50.0 m/s |  | aluminum alloy | cylindrical | painted | Yes |  |  | 300.0 U/min | 19 m/s
58 | 58 | 58 | 58 | 58 | Aeolos Aeolos-H 500W - 0,50 kW - Wind turbine | https://en.wind-turbine-models.com/turbines/1857-aeolos-aeolos-h-500w | 1 | 0.5 kW | - | 2.5 m/s | 12.0 m/s | 2.7 m | 5.7 m² | 3 | 87.7 W/m² | 11.4 m²/kW | direct drive |  | 1 | 220.0 V | PWM | 50/60 Hz | site specific m | No | 25.0 m/s | 45.0 m/s | glass fiber | conical | painted | Yes
59 | 59 | 59 | 59 | 59 | Aeolos Aeolos-V 600W - 0,60 kW - Wind turbine | https://en.wind-turbine-models.com/turbines/1850-aeolos-aeolos-v-600w | 1 | 0.6 kW | - | 1.5 m/s | 10.0 m/s | 1.6 m | 2.0 m² | 3 | 300.0 W/m² | 3.3 m²/kW | direct drive |  | 1 | 24.0 V | PWM | 50/60 Hz | 2.0 m | No | 50.0 m/s |  | aluminum alloy | conical | painted | Yes |  |  | 300.0 U/min | 25 m/s
60 | 60 | 60 | 60 | 60 | Aeritalia AIT 02 (Medit) - 225,00 kW - Wind turbine | https://en.wind-turbine-models.com/turbines/1867-aeritalia-ait-02-medit | 1 | 225.0 kW | - | 4.2 m/s | 10.1 m/s | 32.0 m | 804.0 m² | 2 | 279.9 W/m² | 3.6 m²/kW | NACA 4412 / 4420 | 3 | 1 | 380.0 V | inverters | 50 Hz | 26 m | No | 20.0 m/s | 50.0 m/s | GFRP | cylindrical | painted | Yes |  |  | 40.2 U/min | 67 m/s |  | 1:37 | 1,500.0 U/min
61 | 61 | 61 | 61 | 61 | Aeritalia AIT 03 - 17,00 kW - Wind turbine | https://en.wind-turbine-models.com/turbines/1866-aeritalia-ait-03 | 1 | 17.0 kW | - | 5.0 m/s | 20.0 m/s | 8.6 m | 58.0 m² | 2 | 293.1 W/m² | 3.4 m²/kW | NACA 6336XX |  | 1 | 380.0 V | inverters | 50 Hz | 10 m | No |  | 50.0 m/s | GFRP | cylindrical | painted | Yes |  |  | 93.0 U/min | 42 m/s |  | 1:16 | 1,500.0 U/min
62 | 62 | 62 | 62 | 62 | aerodyn aM 1.5/77 - 1,50 MW - Wind turbine | https://en.wind-turbine-models.com/turbines/1112-aerodyn-am-1.5-77 | 1 | 1,500.0 kW | - | 3.0 m/s | 11.0 m/s | 77.1 m | 4,668.7 m² | 3 | 321.3 W/m² | 3.1 m²/kW | ae 37.5 | 3 | 1 | 690.0 V | IGBT | 50/60 Hz | 70/80 m | No | 25.0 m/s |  | GFRP | conical | painted | Yes |  | IIa | 18.5 U/min | 75 m/s |  |  |  | 31.5 t | 60.3 t |  |  | 13.6 t |  | 6.0 t
63 | 63 | 63 | 63 | 63 | aerodyn aM 1.5/83 - 1,50 MW - Wind turbine | https://en.wind-turbine-models.com/turbines/1113-aerodyn-am-1.5-83 | 1 | 1,500.0 kW | - | 3.0 m/s | 11.0 m/s | 82.6 m | 5,358.5 m² | 3 | 279.9 W/m² | 3.6 m²/kW | ae 40.3 | 3 | 1 | 690.0 V | IGBT | 50/60 Hz | 70/80 m | No | 25.0 m/s |  | GFRP | conical | painted | Yes |  | IIa | 17.4 U/min | 75 m/s |  |  |  | 31.6 t | 60.3 t |  |  | 13.0 t |  | 6.1 t
64 | 64 | 64 | 64 | 64 | aerodyn aM 1.5/87 - 1,50 MW - Wind turbine | https://en.wind-turbine-models.com/turbines/1114-aerodyn-am-1.5-87 | 1 | 1,500.0 kW | - | 3.0 m/s | 11.0 m/s | 86.6 m | 5,890.0 m² | 3 | 254.7 W/m² | 3.9 m²/kW | ae 42.3 | 3 | 1 | 690.0 V | IGBT | 50/60 Hz | 70/80 m | No | 25.0 m/s |  | GFRP | conical | painted | Yes |  | IIIa | 17.6 U/min | 80 m/s |  |  |  | 32.6 t | 60.3 t |  |  | 13.4 t |  | 6.4 t
65 | 65 | 65 | 65 | 65 | aerodyn aM 1.5/92 - 1,50 MW - Wind turbine | https://en.wind-turbine-models.com/turbines/1115-aerodyn-am-1.5-92 | 1 | 1,500.0 kW | - | 3.0 m/s | 10.0 m/s | 92.0 m | 6,647.6 m² | 3 | 225.6 W/m² | 4.4 m²/kW | ae 45 | 3 | 1 | 690.0 V | IGBT | 50/60 Hz | 70/80 m | No | 25.0 m/s |  | GFRP | conical | painted | Yes |  | IIIb | 16.6 U/min | 80 m/s |  |  |  | 35.1 t | 60.3 t |  |  | 13.2 t |  | 7.3 t
66 | 66 | 66 | 66 | 66 | aerodyn SCD nezzy2 twin-rotor - 15,00 MW - Wind turbine | https://en.wind-turbine-models.com/turbines/1909-aerodyn-scd-nezzy2-twin-rotor | 1 | 15,000.0 kW | - |  |  | 150.0 m | 35,342.0 m² | 4 | 424.4 W/m² | 2.4 m²/kW | two-stage planetary gearbox with flex pins | 2 | 2 |  | inverters | 50/60 Hz | site specific m | Yes |  |  |  | basic Y structure | painted | No |  | Ia | [10 empty] | 2022
67 | 67 | 67 | 67 | 67 | aerodyn aM 2.0/120 - 2,00 MW - Wind turbine | https://en.wind-turbine-models.com/turbines/1982-aerodyn-am-2.0-120 | 1 | 2,000.0 kW | - | 3.0 m/s |  | 120.0 m | 11,309.0 m² | 3 | 176.9 W/m² | 5.7 m²/kW | SR 120 / Sinoma 59.5 |  | 1 | 690.0 V | IGBT | 50 Hz |  | No | 22.0 m/s |  |  |  |  | Yes |  | IIIb | 13.3 U/min | 84 m/s |  |  |  | 54.1 t | 86.5 t
68 | 68 | 68 | 68 | 68 | aerodyn aM 2.3/120 - 2,30 MW - Wind turbine | https://en.wind-turbine-models.com/turbines/1983-aerodyn-am-2.3-120 | 1 | 2,300.0 kW | - | 3.0 m/s |  | 120.0 m | 11,309.0 m² | 2 | 203.4 W/m² | 4.9 m²/kW | SR 120 / Sinoma 59.5 |  | 1 | 690.0 V | IGBT | 50 Hz |  | No | 22.0 m/s |  |  |  |  | Yes |  | IIIa, IIb | 11.5 U/min | 72 m/s |  |  |  | 54.1 t | 89.5 t
69 | 69 | 69 | 69 | 69 | aerodyn aM 2.5/96 - 2,50 MW - Wind turbine | https://en.wind-turbine-models.com/turbines/1111-aerodyn-am-2.5-96 | 1 | 2,500.0 kW | - | 4.0 m/s | 12.0 m/s | 96.1 m | 7,253.0 m² | 3 | 344.7 W/m² | 2.9 m²/kW | ae 46.9 | 3 | 1 | 690.0 V | IGBT | 50/60 Hz | 70/80/90 m | No | 25.0 m/s |  | GFRP | conical | painted | Yes |  | IIa | 14.8 U/min | 74 m/s |  |  |  | 55.5 t | 93.2 t |  |  | 20.0 t |  | 11.8 t
70 | 70 | 70 | 70 | 70 | aerodyn aM 2.5/103 - 2,50 MW - Wind turbine | https://en.wind-turbine-models.com/turbines/1110-aerodyn-am-2.5-103 | 1 | 2,500.0 kW | - | 4.0 m/s | 11.0 m/s | 102.9 m | 8,316.0 m² | 3 | 300.6 W/m² | 3.3 m²/kW | ae 50.3 | 3 | 1 | 690.0 V | IGBT | 50/60 Hz | 70/80/90 m | No | 25.0 m/s |  | GFRP | conical | painted | Yes |  | IIa | 13.9 U/min | 75 m/s |  |  |  | 56.1 t | 93.2 t |  |  | 20.0 t |  | 12.0 t
71 | 71 | 71 | 71 | 71 | aerodyn aM 2.5/110 - 2,50 MW - Wind turbine | https://en.wind-turbine-models.com/turbines/1109-aerodyn-am-2.5-110 | 1 | 2,500.0 kW | - | 4.0 m/s | 11.0 m/s | 110.0 m | 9,503.0 m² | 3 | 263.1 W/m² | 3.8 m²/kW | 53.7m | 3 | 1 | 690.0 V | IGBT | 50/60 Hz | 70/80/90 m | No | 25.0 m/s |  | GFRP | conical | painted | Yes |  | IIIa | 13.0 U/min | 75 m/s |  |  |  | 56.2 t | 93.2 t |  |  | 20.0 t |  | 12.0 t
72 | 72 | 72 | 72 | 72 | aerodyn aM 2.5/118 - 2,50 MW - Wind turbine | https://en.wind-turbine-models.com/turbines/1108-aerodyn-am-2.5-118 | 1 | 2,500.0 kW | - | 4.0 m/s | 10.0 m/s | 118.3 m | 10,991.6 m² | 3 | 227.4 W/m² | 4.4 m²/kW | 58m | 3 | 1 | 690.0 V | IGBT | 50/60 Hz | 70/80/90 m | No | 25.0 m/s |  | GFRP | conical | painted | Yes |  | IIIb | 12.1 U/min | 75 m/s |  |  |  | 57.0 t | 93.2 t |  |  | 20.0 t |  | 12.3 t
73 | 73 | 73 | 73 | 73 | aerodyn SCD 2.5/130 light wind - 2,50 MW - Wind turbine | https://en.wind-turbine-models.com/turbines/1992-aerodyn-scd-2.5-130-light-wind | 1 | 2,500.0 kW | - |  |  | 130.0 m | 13,273.0 m² | 3 | 188.4 W/m² | 5.3 m²/kW | steel tube | [5 empty] | 100 m | No |  |  |  | conical | painted | Yes |  | IIIb | 11.8 U/min | 80 m/s |  |  |  |  | 137.0 t
74 | 74 | 74 | 74 | 74 | aerodyn SCD 3.0/115 basic - 3,00 MW - Wind turbine | https://en.wind-turbine-models.com/turbines/1118-aerodyn-scd-3.0-115-basic | 1 | 3,000.0 kW | - | 3.0 m/s | 11.5 m/s | 115.0 m | 10,386.9 m² | 2 | 288.8 W/m² | 3.5 m²/kW | planetary | 2 | 1 |  | IGBT | 50/60 Hz | 85 / site-specific m | Yes | 20.0 m/s |  | GFRP | conical | painted |  |  | IIIa | 17.1 U/min | 103 m/s |  | 1:24 | 410.0 U/min |  | 108.0 t
75 | 75 | 75 | 75 | 75 | aerodyn aM 3.0/134 - 3,00 MW - Wind turbine | https://en.wind-turbine-models.com/turbines/1107-aerodyn-am-3.0-134 | 1 | 3,000.0 kW | - | 3.0 m/s | 10.0 m/s | 133.6 m | 14,018.5 m² | 3 | 214.0 W/m² | 4.7 m²/kW | spur/planetary | 3 | 1 | 690.0 V | IGBT | 50/60 Hz |  | No | 22.0 m/s |  | GFRP |  |  | Yes |  | IIIa | 10.5 U/min | 73 m/s |  |  |  | 74.6 t | 115.0 t
76 | 76 | 76 | 76 | 76 | aerodyn aM 3.0/145 - 3,00 MW - Wind turbine | https://en.wind-turbine-models.com/turbines/1985-aerodyn-am-3.0-145 | 1 | 3,000.0 kW | - | 3.0 m/s |  | 145.0 m | 16,512.9 m² | 3 | 181.7 W/m² | 5.5 m²/kW | ae 3.0-71.0 |  | 1 | 690.0 V | IGBT | 50/60 Hz |  | No | 25.0 m/s |  |  |  |  | Yes |  | IIIa | 10.6 U/min | 80 m/s |  |  |  | 103.0 t | 133.0 t
77 | 77 | 77 | 77 | 77 | aerodyn aM 3.2/140 - 3,20 MW - Wind turbine | https://en.wind-turbine-models.com/turbines/1984-aerodyn-am-3.2-140 | 1 | 3,200.0 kW | - | 3.0 m/s |  | 140.0 m | 15,393.0 m² | 3 | 207.9 W/m² | 4.8 m²/kW | Sinoma 68.6 |  | 1 | 690.0 V | IGBT | 50/60 Hz |  | No | 25.0 m/s |  |  |  |  | Yes |  | IIa | 10.9 U/min | 80 m/s |  |  |  | 105.0 t | 133.0 t
78 | 78 | 78 | 78 | 78 | aerodyn SCD 3.5/100 nearshore - 3,50 MW - Wind turbine | https://en.wind-turbine-models.com/turbines/1119-aerodyn-scd-3.5-100-nearshore | 1 | 3,500.0 kW | - |  |  | 100.0 m | 7,854.0 m² | 2 | 445.6 W/m² | 2.2 m²/kW | planetary | 2 | 1 |  | IGBT | 50/60 Hz | 75 m | Yes |  |  | GFRP | conical | painted |  |  | Ib | 19.1 U/min | 100 m/s |  | 1:20 | 410.0 U/min |  | 108.0 t
79 | 79 | 79 | 79 | 79 | aerodyn aM 4.0/140 - 4,00 MW - Wind turbine | https://en.wind-turbine-models.com/turbines/1987-aerodyn-am-4.0-140 | 1 | 4,000.0 kW | - | 3.0 m/s |  | 140.4 m | 15,481.8 m² | 3 | 258.4 W/m² | 3.9 m²/kW | ae 4.0-68.7 |  | 1 | 690.0 V | IGBT | 50/60 Hz |  | No | 25.0 m/s |  |  |  |  | Yes |  | IIb, IIIa | 11.3 U/min | 83 m/s |  |  |  | 115.0 t | 167.0 t
80 | 80 | 80 | 80 | 80 | aerodyn aM 4.2/147 - 4,20 MW - Wind turbine | https://en.wind-turbine-models.com/turbines/1988-aerodyn-am-4.2-147 | 1 | 4,200.0 kW | - | 3.0 m/s |  | 147.0 m | 16,971.6 m² | 3 | 247.5 W/m² | 4.0 m²/kW | Sinoma 72 |  | 1 | 690.0 V | IGBT | 50/60 Hz |  | No | 22.0 m/s |  |  |  |  | Yes |  | S | 11.3 U/min | 87 m/s |  |  |  | 127.0 t | 167.0 t
81 | 81 | 81 | 81 | 81 | aerodyn aM 4.5/126 - 4,50 MW - Wind turbine | https://en.wind-turbine-models.com/turbines/1986-aerodyn-am-4.5-126 | 1 | 4,500.0 kW | - | 3.0 m/s |  | 126.4 m | 12,548.0 m² | 3 | 358.6 W/m² | 2.8 m²/kW | ae 4.5-61.7 |  | 1 | 690.0 V | IGBT | 50/60 Hz |  | No | 25.0 m/s |  |  |  |  | Yes |  | Ia | 12.5 U/min | 83 m/s |  |  |  | 110.0 t | 167.0 t
82 | 82 | 82 | 82 | 82 | aerodyn aM 5.0/130 - 5,00 MW - Wind turbine | https://en.wind-turbine-models.com/turbines/1106-aerodyn-am-5.0-130 | 1 | 5,000.0 kW | - | 3.5 m/s | 12.0 m/s | 130.0 m | 13,273.0 m² | 3 | 376.7 W/m² | 2.7 m²/kW | 63.5m | 3 | 1 | 3,300.0 V | IGBT | 50/60 Hz | 100 m | Yes | 25.0 m/s |  | GFRP | conical | painted |  |  | Ib | 12.5 U/min | 85 m/s |  |  |  | 117.0 t | 277.0 t |  |  | 51.0 t |  | 21.4 t
83 | 83 | 83 | 83 | 83 | aerodyn aM 5.0/139 - 5,00 MW - Wind turbine | https://en.wind-turbine-models.com/turbines/1105-aerodyn-am-5.0-139 | 1 | 5,000.0 kW | - | 4.0 m/s | 11.8 m/s | 139.0 m | 15,175.0 m² | 3 | 329.5 W/m² | 3.0 m²/kW | 68m | 3 | 1 | 690.0 V | IGBT | 50/60 Hz | 100 m | Yes | 25.0 m/s |  | GFRP | conical | painted |  |  | IIb | 11.8 U/min | 86 m/s |  |  |  | 134.0 t | 277.0 t |  |  | 51.0 t |  | 26.8 t
84 | 84 | 84 | 84 | 84 | aerodyn aM 5.7/163 - 5,70 MW - Wind turbine | https://en.wind-turbine-models.com/turbines/1991-aerodyn-am-5.7-163 | 1 | 5,700.0 kW | - | 3.0 m/s |  | 163.0 m | 20,867.0 m² | 1 | 273.2 W/m² | 3.7 m²/kW | ae 6.0-79.5 |  |  | 3,300.0 V | IGBT | 50/60 Hz |  | Yes | 22.0 m/s |  |  |  |  | No |  | IIIb | 11.6 U/min | 99 m/s |  |  |  | 145.0 t | 290.0 t
85 | 85 | 85 | 85 | 85 | aerodyn aM 6.0/139 - 6,00 MW - Wind turbine | https://en.wind-turbine-models.com/turbines/1989-aerodyn-am-6.0-139 | 1 | 6,000.0 kW | - | 3.0 m/s |  | 139.0 m | 15,174.6 m² | 3 | 395.4 W/m² | 2.5 m²/kW | ae 5.0-68.0 |  | 1 | 3,300.0 V | IGBT | 50/60 Hz |  | Yes | 25.0 m/s | [6 empty] | Ib | 11.8 U/min | 86 m/s |  |  |  | 135.0 t | 290.0 t
86 | 86 | 86 | 86 | 86 | aerodyn SCD 6.0/140 advanced - 6,00 MW - Wind turbine | https://en.wind-turbine-models.com/turbines/1117-aerodyn-scd-6.0-140-advanced | 1 | 6,000.0 kW | - | 3.0 m/s | 13.0 m/s | 140.0 m | 15,393.8 m² | 2 | 389.8 W/m² | 2.6 m²/kW | planetary | 2 | 1 |  | IGBT | 50/60 Hz | 100 m | Yes | 22.0 m/s |  | GFRP | conical | painted |  |  | IIb | 13.6 U/min | 100 m/s |  | 1:23 | 315.0 U/min |  | 308.0 t
87 | 87 | 87 | 87 | 87 | aerodyn aM 6.0/154 - 6,00 MW - Wind turbine | https://en.wind-turbine-models.com/turbines/1990-aerodyn-am-6.0-154 | 1 | 6,000.0 kW | - | 3.0 m/s |  | 154.0 m | 18,626.5 m² | 3 | 322.1 W/m² | 3.1 m²/kW | Sinoma 75 |  | 1 | 3,300.0 V | IGBT | 50/60 Hz |  | Yes | 25.0 m/s |  |  |  |  | No |  | IIb | 11.2 U/min | 90 m/s |  |  |  | 142.0 t | 290.0 t
88 | 88 | 88 | 88 | 88 | aerodyn SCD 8.0/168 - 8,00 MW - Wind turbine | https://en.wind-turbine-models.com/turbines/1116-aerodyn-scd-8.0-168 | 1 | 8,000.0 kW | - | 3.5 m/s | 11.5 m/s | 168.0 m | 22,167.0 m² | 2 | 360.9 W/m² | 2.8 m²/kW | planetary | 2 | 1 |  | IGBT | 50/60 Hz | 100 m (or site specific) m | Yes | 25.0 m/s |  | GFRP | conical | painted |  |  | Ib | 11.4 U/min | 100 m/s |  | 1:27 | 308.0 U/min |  | 395.0 t
89 | 89 | 89 | 89 | 89 | aerodyn aeolus 11 - 30,00 kW - Wind turbine | https://en.wind-turbine-models.com/turbines/1120-aerodyn-aeolus-11 | 1 | 30.0 kW | - | 3.5 m/s | 10.5 m/s | 11.7 m | 113.0 m² | 2 | 265.5 W/m² | 3.8 m²/kW | NACA 4412-21 | 2 | 1 | 380.0 V | thyristors | 50.0 Hz | 14/22 m | No | 25.0 m/s | 59.5 m/s | GFK | bolted | hot dip galvanized | Yes |  |  | 92.0 U/min | 56 m/s | P.I.V. | 1:17 | 1,560.0 U/min |  | 0.5 t | 0.7 t |  |  |  | 0.1 t
90 | 90 | 90 | 90 | 90 | aerodyn aeolus 15 - 26,00 kW - Wind turbine | https://en.wind-turbine-models.com/turbines/1121-aerodyn-aeolus-15 | 1 | 26.0 kW | - |  |  | 15.0 m | 176.7 m² | 3 | 147.1 W/m² | 6.8 m²/kW | steel tube | [5 empty] | 18 m | No |  |  | GFK | cylindrical | painted | Yes | [12 empty] | 1983
91 | 91 | 91 | 91 | 91 | Aerodynamo Aerodynamo - 10,00 kW - Wind turbine | https://en.wind-turbine-models.com/turbines/2124-aerodynamo-aerodynamo | 1 | 10.0 kW | - |  |  | 8.6 m | 58.0 m² | 4 | 172.4 W/m² | 5.8 m²/kW | asynchronous |  | 1 |  |  |  | 10 m | No |  |  | wood | cylindrical |  | Yes |  |  | 60.0 U/min | 27 m/s | Aerodynamo | [7 empty] | 1926
92 | 92 | 92 | 92 | 92 | AERODAN 75/15 - 75,00 kW - Wind turbine | https://en.wind-turbine-models.com/turbines/1378-aerodan-75-15 | 1 | 75.0 kW | - | 5.0 m/s | 12.0 m/s | 17.0 m | 227.0 m² | 3 | 330.4 W/m² | 3.0 m²/kW | cogwheel | 2 | 1 | 415.0 V | thyristors | 50 Hz | 23 m | No | 23.0 m/s |  | fiberglass | conical / tubular | painted | Yes |  |  | 48.4 U/min | 43 m/s | Valmet | 1:21 | 1,016.0 U/min | 1.2 t |  | 6.0 t |  | 0.4 t |  | 0.3 t
93 | 93 | 93 | 93 | 93 | Aerolite A-5 - 5,00 kW - Wind turbine | https://en.wind-turbine-models.com/turbines/1382-aerolite-a-5 | 1 | 5.0 kW | - | 3.6 m/s | 11.2 m/s | 5.0 m | 19.6 m² | 3 | 255.1 W/m² | 3.9 m²/kW | induction |  | 1 | 230.0 V |  | 60.0 Hz | 9/14.5 m | No | 17.9 m/s |  | laminated wood |  | painted | Yes | [10 empty] | 0.3 t
94 | 94 | 94 | 94 | 94 | Aerolite A-7 - 12,50 kW - Wind turbine | https://en.wind-turbine-models.com/turbines/1381-aerolite-a-7 | 1 | 12.5 kW | - | 3.5 m/s | 15.6 m/s | 7.6 m | 45.6 m² | 3 | 274.1 W/m² | 3.6 m²/kW | induction |  | 1 | 240.0 V |  | 60.0 Hz | 24.5 m | No | 25.0 m/s | 55.9 m/s | sitka-spruce. laminated |  | galvanized or painted | Yes | [10 empty] | 0.4 t
95 | 95 | 95 | 95 | 95 | Aerolite A-10 - 10,00 kW - Wind turbine | https://en.wind-turbine-models.com/turbines/494-aerolite-a-10 | 1 | 10.0 kW | - |  |  | 9.1 m | 78.0 m² | 2 | 128.2 W/m² | 7.8 m²/kW | 4.6 |  | 1 | 240.0 V |  | 50 Hz | 30.5 m | No |  |  | Wood | conical | galvanized | Yes |  |  | 53.0 U/min | 25 m/s |  |  |  |  | 0.5 t | 1.6 t
96 | 96 | 96 | 96 | 96 | Aerolite A-11 - 30,00 kW - Wind turbine | https://en.wind-turbine-models.com/turbines/1380-aerolite-a-11 | 1 | 30.0 kW | - | 3.5 m/s | 13.4 m/s | 11.0 m | 94.5 m² | 2 | 317.5 W/m² | 3.2 m²/kW | induction |  | 1 | 240.0 V |  | 60 Hz | 24.4/30.5 m | No | 25.0 m/s | 55.9 m/s | sitka-spruce. composite |  |  | Yes
97 | 97 | 97 | 97 | 97 | Aeronautica 29-225 - 225,00 kW - Wind turbine | https://en.wind-turbine-models.com/turbines/497-aeronautica-29-225 | 1 | 225.0 kW | - | 4.0 m/s | 13.5 m/s | 29.0 m | 664.0 m² | 3 | 338.9 W/m² | 3.0 m²/kW | Spur |  | 1 | 480.0 V | Thyristor | 50 Hz | 30/40/50 m | No | 25.0 m/s | 67.0 m/s | GFRP | conical | painted | Yes |  |  | 37.9 U/min | 58 m/s |  |  | 1,500.0 U/min | 4.8 t | 6.9 t | 11.8 t
98 | 98 | 98 | 98 | 98 | Aeronautica 33-225 - 225,00 kW - Wind turbine | https://en.wind-turbine-models.com/turbines/498-aeronautica-33-225 | 1 | 225.0 kW | - | 4.0 m/s | 11.5 m/s | 33.0 m | 855.0 m² | 3 | 263.2 W/m² | 3.8 m²/kW | Spur |  | 1 | 480.0 V | Thyristor | 50 Hz | 30/40/50 m | No | 22.0 m/s | 57.0 m/s | GFRP | conical | painted | Yes |  |  | 31.5 U/min | 54 m/s |  |  | 1,500.0 U/min | 4.9 t | 6.9 t | 11.8 t
99 | 99 | 99 | 99 | 99 | Aeronautica 47-500 - 500,00 kW - Wind turbine | https://en.wind-turbine-models.com/turbines/1980-aeronautica-47-500 | 1 | 500.0 kW | - | 3.0 m/s | 12.0 m/s | 47.0 m | 1,735.0 m² | 3 | 288.2 W/m² | 3.5 m²/kW | 21m |  | 1 | 690.0 V | Thyristor controlled gradual cut-in | 50/60 Hz | 50. 55. and 65 m | No | 25.0 m/s | 70.0 m/s | Fiberglass reinforced polyester | conical | painted | Yes |  | Ib, IIa | 25.3 U/min | 62 m/s |  |  | 1,920.0 U/min | 15.2 t | 22.0 t |  |  | 8.0 t |  | 2.4 t
100 | 100 | 100 | 100 | 100 | Aeronautica 47-750 - 750,00 kW - Wind turbine | https://en.wind-turbine-models.com/turbines/499-aeronautica-47-750 | 1 | 750.0 kW | - | 3.5 m/s | 14.5 m/s | 47.0 m | 1,735.0 m² | 3 | 432.3 W/m² | 2.3 m²/kW | spur/planetary |  | 1 | 690.0 V | Thyristor | 50 Hz | 50/65 m | No | 25.0 m/s | 54.0 m/s | GFRP | conical | painted | Yes |  |  | 25.3 U/min | 62 m/s |  |  | 1,500.0 U/min | 15.2 t | 22.0 t | 36.9 t | 74.1 t | 8.0 t |  | 2.4 t
101 | 101 | 101 | 101 | 101 | Aeronautica 54-750 - 750,00 kW - Wind turbine | https://en.wind-turbine-models.com/turbines/500-aeronautica-54-750 | 1 | 750.0 kW | - | 3.5 m/s | 12.5 m/s | 54.0 m | 2,289.0 m² | 3 | 327.7 W/m² | 3.1 m²/kW | spur/planetary |  | 1 | 690.0 V | Thyristor | 50 Hz | 50/65 m | No | 20.0 m/s | 60.0 m/s | GFRP | conical | painted | Yes |  |  | 25.3 U/min | 72 m/s |  |  | 1,600.0 U/min | 15.2 t | 22.0 t | 36.9 t | 74.1 t | 8.0 t |  | 2.4 t
102 | 102 | 102 | 102 | 102 | AeroTech A/S AEROTECH 15-75 - 75,00 kW - Wind turbine | https://en.wind-turbine-models.com/turbines/1871-aerotech-a-s-aerotech-15-75 | 1 | 75.0 kW | - | 4.0 m/s | 12.5 m/s | 15.2 m | 182.0 m² | 3 | 412.1 W/m² | 2.4 m²/kW | 7.42m |  | 1 | 480.0 V | thyristor | 50/60 Hz | 22.5 m | No | 25.0 m/s | 67.0 m/s | Fiberglass | conical | painted | Yes |  |  | 54.0 U/min | 43 m/s | Aerostar | 1:22 | 1,000.0 U/min | 1.2 t |  |  | 11.0 t | 0.1 t |  | 0.4 t
103 | 103 | 103 | 103 | 103 | AEV 36/500 - 500,00 kW - Wind turbine | https://en.wind-turbine-models.com/turbines/2495-aev-36-500 | 1 | 500.0 kW | 150.0 - 500.0 kW | - |  | 36.0 m | 1,018.0 m² | 3 | 491.2 W/m² | 2.0 m²/kW | LM 17.0 | [5 empty] | 49 m | No |  |  | Fiberglass reinforced with epoxy resin | conical | coated | Yes |  |  |  |  | LM WindPower | [5 empty] | 62.0 t |  | 1993
104 | 104 | 104 | 104 | 104 | AGILE WIND POWER Vertical Sky ® A32 - 750,00 kW - Wind turbine | https://en.wind-turbine-models.com/turbines/1662-agile-wind-power-vertical-sky-a32 | 1 | 750.0 kW | - |  | 12.0 m/s | 32.0 m | 1,728.0 m² | 3 | 434.0 W/m² | 2.3 m²/kW | 54m |  | 1 |  | IGBT | 50/60 Hz | 78 m | No | [5 empty] | Yes |  | IIa, S | 16.5 U/min | 28 m/s | [8 empty] | 2019
105 | 105 | 105 | 105 | 105 | AGILE WIND POWER Vertical Sky ® A42 - 600,00 kW - Wind turbine | https://en.wind-turbine-models.com/turbines/2025-agile-wind-power-vertical-sky-a42 | 1 | 600.0 kW | - |  |  | 42.0 m | 2,268.0 m² | 3 | 264.6 W/m² | 3.8 m²/kW | 54m |  | 1 |  | IGBT | 50/60 Hz | 78 m | No | [5 empty] | Yes |  | IIIa, S | 12.5 U/min | 27 m/s
106 | 106 | 106 | 106 | 106 | AGILE WIND POWER Vertical Sky ® A45 - 1,50 MW - Wind turbine | https://en.wind-turbine-models.com/turbines/2026-agile-wind-power-vertical-sky-a45 | 1 | 1,500.0 kW | - |  |  | 45.0 m | 3,420.0 m² | 3 | 438.6 W/m² | 2.3 m²/kW | 76m |  | 1 |  | IGBT | 50/60 Hz | 92 m | No | [5 empty] | Yes |  |  | 11.5 U/min | 27 m/s
107 | 107 | 107 | 107 | 107 | Aiola 27 - 270,00 kW - Wind turbine | https://en.wind-turbine-models.com/turbines/2162-aiola-27 | 1 | 270.0 kW | - |  |  | 27.0 m | 572.0 m² |  | 472.0 W/m² | 2.1 m²/kW | [7 empty] | No | [5 empty] | Yes
108 | 108 | 108 | 108 | 108 | Aiola 80 - 80,00 kW - Wind turbine | https://en.wind-turbine-models.com/turbines/2163-aiola-80 | 1 | 80.0 kW | - |  |  | 17.0 m | 227.0 m² |  | 352.4 W/m² | 2.8 m²/kW | [7 empty] | No | [5 empty] | Yes
109 | 109 | 109 | 109 | 109 | AIR 19/100 - 100,00 kW - Wind turbine | https://en.wind-turbine-models.com/turbines/956-air-19-100 | 1 | 100.0 kW | - | 3.5 m/s | 14.0 m/s | 19.0 m | 284.0 m² | 3 | 352.1 W/m² | 2.8 m²/kW | with out. direct drive |  | 1 | 400.0 V | IGBT | 50 Hz | 25/45 m | No | 24.0 m/s | 70.0 m/s | Hybrid carbon fiber/glass fiber epoxy |  |  | Yes |  | Ia | 61.0 U/min | 61 m/s
110 | 110 | 110 | 110 | 110 | AIRCON 10 S - 9,80 kW - Wind turbine | https://en.wind-turbine-models.com/turbines/157-aircon-10-s | 1 | 9.8 kW | - | 3.5 m/s | 11.0 m/s | 7.1 m | 39.6 m² | 3 | 247.5 W/m² | 4.0 m²/kW | Stallgeregelte Rotorblätter |  | 1 | 690.0 V | inveter | 50 Hz | 30 m | No | 25.0 m/s | 59.5 m/s | GFK | conical | painted | Yes |  |  | 130.0 U/min | 48 m/s | Aircon
111 | 111 | 111 | 111 | 111 | AIRCON 10S - 100,00 kW - Wind turbine | https://en.wind-turbine-models.com/turbines/859-aircon-10s | 1 | 100.0 kW | - | 2.5 m/s | 10.0 m/s |  |  |  | 0.0 W/m² | 0.0 m²/kW | [7 empty] | No | 25.0 m/s | 50.0 m/s |  |  |  | Yes
112 | 112 | 112 | 112 | 112 | AIRCON 30 - 29,80 kW - Wind turbine | https://en.wind-turbine-models.com/turbines/1295-aircon-30 | 1 | 29.8 kW | - | 2.5 m/s | 11.0 m/s | 13.1 m | 135.1 m² | 3 | 220.6 W/m² | 4.5 m²/kW | direct drive |  | 1 | 690.0 V | inverters | 50 Hz | 24/42 m | No | 25.0 m/s | 60.0 m/s | GFRP |  |  | Yes |  |  | 65.0 U/min | 45 m/s | Aircon
113 | 113 | 113 | 113 | 113 | Airgenesis two rotor turbine - 11,00 MW - Wind turbine | https://en.wind-turbine-models.com/turbines/2489-airgenesis-two-rotor-turbine | 1 | 11,000.0 kW | - | 3.0 m/s | 16.7 m/s | 103.0 m | 160,664.0 m² | 6 | 68.5 W/m² | 14.6 m²/kW | 48.8m blades |  |  |  |  | 50/60 Hz | 78 / 93 m | No | 40.0 m/s |  |  |  |  | Yes
114 | 114 | 114 | 114 | 114 | Alizéo 1000/60 - 1,00 MW - Wind turbine | https://en.wind-turbine-models.com/turbines/1449-aliz-o-1000-60 | 1 | 1,000.0 kW | - | 3.6 m/s | 12.5 m/s | 60.0 m | 2,827.0 m² | 3 | 353.7 W/m² | 2.8 m²/kW | planetary | 2 | 1 | 690.0 V | inverters | 50 Hz | 50 m | No | 20.0 m/s | 59.5 m/s | GFRP | conical | painted | Yes |  | IIIb | 26.0 U/min | 82 m/s
115 | 115 | 115 | 115 | 115 | Allgaier WE 10/G6 - 6,00 kW - Wind turbine | https://en.wind-turbine-models.com/turbines/145-allgaier-we-10-g6 | 1 | 6.0 kW | - | 2.5 m/s | 9.0 m/s | 10.0 m | 78.0 m² | 3 | 76.9 W/m² | 13.0 m²/kW | 2 steps |  |  | 220.0 V | DC Generator |  | 9.89 m | No | [5 empty] | Yes |  |  | 86.0 U/min | 45 m/s |  | 1:18 |  | 0.2 t | 0.5 t | 0.6 t
116 | 116 | 116 | 116 | 116 | Allgaier StGW-34 - 100,00 kW - Wind turbine | https://en.wind-turbine-models.com/turbines/144-allgaier-stgw-34 | 1 | 100.0 kW | - | 3.7 m/s | 9.5 m/s | 34.0 m | 872.0 m² | 2 | 114.7 W/m² | 8.7 m²/kW | three stage step | 3 |  |  |  |  | 22.3 m | No | [5 empty] | Yes |  |  | 36.0 U/min | 64 m/s |  | 1:38 |  | 1.8 t | 6.8 t | 4.5 t
117 | 117 | 117 | 117 | 117 | Alstom ECO 80/1670 - 1,67 MW - Wind turbine | https://en.wind-turbine-models.com/turbines/363-alstom-eco-80-1670 | 1 | 1,670.0 kW | - | 3.0 m/s |  | 80.0 m | 5,027.0 m² | 3 | 332.2 W/m² | 3.0 m²/kW | spur/planetary | 3 | 1 | 690.0 V | IGBT | 50 Hz | 80 m | No | 25.0 m/s |  | GFRP | conical | painted | Yes |  |  | 17.9 U/min | 75 m/s | Alstom
118 | 118 | 118 | 118 | 118 | Alstom ECO 80/2000 - 2,00 MW - Wind turbine | https://en.wind-turbine-models.com/turbines/795-alstom-eco-80-2000 | 1 | 2,000.0 kW | - | 3.0 m/s |  | 80.0 m | 5,027.0 m² | 3 | 397.9 W/m² | 2.5 m²/kW | spur/planetary | 3 | 1 | 690.0 V | IGBT | 50 Hz | 70/80 m | No | 25.0 m/s |  | GFRP | conical | painted | Yes |  |  | 18.4 U/min | 77 m/s
119 | 119 | 119 | 119 | 119 | Alstom ECO 86 - 1,67 MW - Wind turbine | https://en.wind-turbine-models.com/turbines/794-alstom-eco-86 | 1 | 1,670.0 kW | - | 3.0 m/s |  | 86.0 m | 5,741.0 m² | 3 | 290.9 W/m² | 3.4 m²/kW | spur/planetary | 3 | 1 | 690.0 V | IGBT | 50 Hz | 80 m | No | 25.0 m/s |  |  | conical | painted | Yes |  |  | 17.2 U/min | 77 m/s
120 | 120 | 120 | 120 | 120 | Alstom ECO 100 - 3,00 MW - Wind turbine | https://en.wind-turbine-models.com/turbines/793-alstom-eco-100 | 1 | 3,000.0 kW | - | 3.0 m/s | 12.0 m/s | 100.0 m | 7,980.0 m² | 3 | 375.9 W/m² | 2.7 m²/kW | 48.7 | 3 | 1 | 1,000.0 V | IGBT | 50 Hz | 75/90/100 m | No | 25.0 m/s |  | GFRP | conical | painted | Yes |  |  | 14.2 U/min | 74 m/s | Alstom
121 | 121 | 121 | 121 | 121 | Alstom ECO 110 - 3,00 MW - Wind turbine | https://en.wind-turbine-models.com/turbines/792-alstom-eco-110 | 1 | 3,000.0 kW | - | 3.0 m/s | 11.5 m/s | 110.0 m | 9,469.0 m² | 3 | 316.8 W/m² | 3.2 m²/kW | 53.2 | 3 | 1 | 1,000.0 V | IGBT | 50 Hz | 75/90/100 m | No | 25.0 m/s |  | GFRP | conical | painted | Yes |  |  | 13.6 U/min | 78 m/s
122 | 122 | 122 | 122 | 122 | Alstom ECO 122/2700 - 2,70 MW - Wind turbine | https://en.wind-turbine-models.com/turbines/629-alstom-eco-122-2700 | 1 | 2,700.0 kW | - | 3.0 m/s | 10.0 m/s | 122.0 m | 11,689.0 m² | 3 | 231.0 W/m² | 4.3 m²/kW | 59.3 | 3 | 1 | 1,000.0 V | IGBT | 50/60 Hz | 89 m | No | 34.0 m/s |  |  | conical | painted | Yes |  |  | 12.3 U/min | 79 m/s
123 | 123 | 123 | 123 | 123 | Alstom ECO 122/3000 - 3,00 MW - Wind turbine | https://en.wind-turbine-models.com/turbines/930-alstom-eco-122-3000 | 1 | 3,000.0 kW | - | 3.0 m/s | 10.5 m/s | 122.0 m | 11,689.0 m² | 3 | 256.7 W/m² | 3.9 m²/kW | 59.3 | 3 | 1 |  | IGBT | 50/60 Hz | 89/119/139 m | No | 25.0 m/s |  |  | conical | painted | Yes |  | IIa | 12.3 U/min | 79 m/s | Max Bögl / Freyssinet
124 | 124 | 124 | 124 | 124 | Alstom Haliade 150 - 6,00 MW - Wind turbine | https://en.wind-turbine-models.com/turbines/139-alstom-haliade-150 | 1 | 6,000.0 kW | - | 3.0 m/s |  | 150.0 m | 17,860.0 m² | 3 | 335.9 W/m² | 3.0 m²/kW | LM 73.5 |  | 1 | 900.0 V | IGBT | 50 Hz | 100 m | Yes | 25.0 m/s |  | GFRP | conical | painted |  |  |  | 11.5 U/min | 90 m/s | LM Glasfieber
125 | 125 | 125 | 125 | 125 | AE-Italia STOMA ST-K60/D21 - 60,00 kW - Wind turbine | https://en.wind-turbine-models.com/turbines/1026-ae-italia-stoma-st-k60-d21 | 1 | 60.0 kW | - | 2.5 m/s | 8.0 m/s | 21.3 m | 356.0 m² | 3 | 168.5 W/m² | 5.9 m²/kW | steel tube |  |  | 400.0 V |  | 50 Hz | 33.5 m | No | 25.0 m/s | 50.0 m/s |  | conical | painted | Yes |  |  | 55.0 U/min | 61 m/s
126 | 126 | 126 | 126 | 126 | Amperax A3000 - 3,00 MW - Wind turbine | https://en.wind-turbine-models.com/turbines/1059-amperax-a3000 | 1 | 3,000.0 kW | - | 3.0 m/s | 11.3 m/s | 116.0 m | 10,568.0 m² | 3 | 283.9 W/m² | 3.5 m²/kW | 56.8 |  | 1 |  | Vollumrichter | 50 Hz | 92/122/142 m | No | 23.0 m/s |  | GFK | conical | painted | Yes | II | IIIa | [5 empty] | 74.0 t | 134.0 t | 1,610.0 t
127 | 127 | 127 | 127 | 127 | AMSC wt1650df - 1,65 MW - Wind turbine | https://en.wind-turbine-models.com/turbines/596-amsc-wt1650df | 1 | 1,650.0 kW | - | 3.5 m/s | 12.0 m/s | 82.0 m | 5,281.0 m² | 3 | 312.4 W/m² | 3.2 m²/kW | WT82 | 3 | 1 |  | IGBT | 60 Hz | 70/80 m | No | 20.0 m/s | 59.0 m/s | GFK | conical | painted | Yes |  |  |  |  | Windtec
128 | 128 | 128 | 128 | 128 | AMSC wt2000df TC IA - 2,00 MW - Wind turbine | https://en.wind-turbine-models.com/turbines/2011-amsc-wt2000df-tc-ia | 1 | 2,000.0 kW | - | 3.0 m/s | 11.0 m/s | 86.0 m | 5,808.8 m² | 3 | 344.3 W/m² | 2.9 m²/kW | planetary / parallel shaft |  | 1 | 690.0 V | converter 4-quadrant | 50/60 Hz | 70 m / 80 m / or upon request m | No | 25.0 m/s |  |  | conical |  | Yes |  | Ia
129 | 129 | 129 | 129 | 129 | AMSC wt2000df TC IIA - 2,00 MW - Wind turbine | https://en.wind-turbine-models.com/turbines/2013-amsc-wt2000df-tc-iia | 1 | 2,000.0 kW | - | 3.0 m/s | 11.0 m/s | 100.0 m | 7,854.0 m² | 3 | 254.6 W/m² | 3.9 m²/kW | planetary / parallel shaft |  | 1 | 690.0 V | converter 4-quadrant | 50/60 Hz | 80 m / 90 m / 100 m / or upon request m | No | 25.0 m/s |  |  | conical |  | Yes |  | IIa
130 | 130 | 130 | 130 | 130 | AMSC wt2000df TC IIIA - 2,00 MW - Wind turbine | https://en.wind-turbine-models.com/turbines/2015-amsc-wt2000df-tc-iiia | 1 | 2,000.0 kW | - | 3.0 m/s | 11.0 m/s | 113.0 m | 10,028.7 m² | 3 | 199.4 W/m² | 5.0 m²/kW | planetary / parallel shaft |  | 1 | 690.0 V | converter 4-quadrant | 50/60 Hz | 90 m / 100 m / or upon request m | No | 20.0 m/s |  |  | conical |  | Yes |  | IIIa
131 | 131 | 131 | 131 | 131 | AMSC wt2000fc TC IA - 2,00 MW - Wind turbine | https://en.wind-turbine-models.com/turbines/2012-amsc-wt2000fc-tc-ia | 1 | 2,000.0 kW | - | 3.5 m/s | 11.5 m/s | 93.0 m | 6,792.9 m² | 3 | 294.4 W/m² | 3.4 m²/kW | planetary / parallel shaft |  | 1 | 690.0 V | converter 4-quadrant | 50/60 Hz | 70 m / 80 m / or upon request m | No | 25.0 m/s |  |  | conical |  | Yes |  | Ia
132 | 132 | 132 | 132 | 132 | AMSC wt2000fc TC IIA - 2,00 MW - Wind turbine | https://en.wind-turbine-models.com/turbines/2014-amsc-wt2000fc-tc-iia | 1 | 2,000.0 kW | - | 3.0 m/s | 11.0 m/s | 100.0 m | 7,854.0 m² | 3 | 254.6 W/m² | 3.9 m²/kW | planetary / parallel shaft |  | 1 | 690.0 V | converter 4-quadrant | 50/60 Hz | 80 m / 90 m / 100 m / or upon request m | No | 25.0 m/s |  |  | conical |  | Yes |  | IIa
133 | 133 | 133 | 133 | 133 | AMSC wt2000fc TC IIIA - 2,00 MW - Wind turbine | https://en.wind-turbine-models.com/turbines/2016-amsc-wt2000fc-tc-iiia | 1 | 2,000.0 kW | - | 3.0 m/s | 11.0 m/s | 113.0 m | 10,028.7 m² | 3 | 199.4 W/m² | 5.0 m²/kW | planetary / parallel shaft |  | 1 | 690.0 V | converter 4-quadrant | 50/60 Hz | 90 m / 100 m / or upon request m | No | 20.0 m/s |  |  | conical |  | Yes |  | IIIa
134 | 134 | 134 | 134 | 134 | AMSC wt3000df TC IIB - 3,00 MW - Wind turbine | https://en.wind-turbine-models.com/turbines/2017-amsc-wt3000df-tc-iib | 1 | 3,000.0 kW | - | 3.0 m/s | 12.0 m/s | 113.0 m | 10,028.7 m² | 3 | 299.1 W/m² | 3.3 m²/kW | planetary / parallel shaft |  | 1 | 690.0 V | converter 4-quadrant | 50/60 Hz | 90 m / 100 m / 110 m / or upon request m | No | 25.0 m/s |  |  | conical |  | Yes |  | IIb
135 | 135 | 135 | 135 | 135 | AMSC wt3000df TC IIIA - 3,00 MW - Wind turbine | https://en.wind-turbine-models.com/turbines/2021-amsc-wt3000df-tc-iiia | 1 | 3,000.0 kW | - | 3.0 m/s | 10.0 m/s | 140.0 m | 15,393.8 m² | 3 | 194.9 W/m² | 5.1 m²/kW | planetary / parallel shaft |  | 1 | 690.0 V | converter 4-quadrant | 50/60 Hz | 100 m / 110 m / or upon request m | No | 20.0 m/s |  |  | conical |  | Yes |  | IIIa
136 | 136 | 136 | 136 | 136 | AMSC wt3000df TC IIIB - 3,00 MW - Wind turbine | https://en.wind-turbine-models.com/turbines/2019-amsc-wt3000df-tc-iiib | 1 | 3,000.0 kW | - | 3.0 m/s | 11.0 m/s | 120.0 m | 11,309.7 m² | 2 | 265.3 W/m² | 3.8 m²/kW | planetary / parallel shaft |  | 1 | 690.0 V | converter 4-quadrant | 50/60 Hz | 90 m / 100 m / 110 m / or upon request m | No | 20.0 m/s |  |  | conical |  | Yes |  | IIIb
137 | 137 | 137 | 137 | 137 | AMSC wt3000fc TC IIB - 3,00 MW - Wind turbine | https://en.wind-turbine-models.com/turbines/2018-amsc-wt3000fc-tc-iib | 1 | 3,000.0 kW | - | 3.0 m/s | 12.0 m/s | 113.0 m | 10,028.7 m² | 3 | 299.1 W/m² | 3.3 m²/kW | planetary / parallel shaft |  | 1 | 690.0 V | converter 4-quadrant | 50/60 Hz | 90 m / 100 m / 110 m / or upon request m | No | 25.0 m/s |  |  | conical |  | Yes |  | IIb
138 | 138 | 138 | 138 | 138 | AMSC wt3000fc TC IIIA - 3,00 MW - Wind turbine | https://en.wind-turbine-models.com/turbines/2022-amsc-wt3000fc-tc-iiia | 1 | 3,000.0 kW | - | 3.0 m/s | 10.0 m/s | 140.0 m | 15,393.8 m² | 3 | 194.9 W/m² | 5.1 m²/kW | planetary / parallel shaft |  | 1 | 690.0 V | converter 4-quadrant | 50/60 Hz | 100 m / 110 m / or upon request m | No | 20.0 m/s |  |  | conical |  | Yes |  | IIIa
139 | 139 | 139 | 139 | 139 | AMSC wt3000fc TC IIIB - 3,00 MW - Wind turbine | https://en.wind-turbine-models.com/turbines/2020-amsc-wt3000fc-tc-iiib | 1 | 3,000.0 kW | - | 3.0 m/s | 11.0 m/s | 120.0 m | 11,309.7 m² | 3 | 265.3 W/m² | 3.8 m²/kW | planetary / parallel shaft |  | 1 | 690.0 V | converter 4-quadrant | 50/60 Hz | 90 m / 100 m / 110 m / or upon request m | No | 20.0 m/s |  |  | conical |  | Yes |  | IIIb
140 | 140 | 140 | 140 | 140 | AMSC wt5500df TC I - 5,50 MW - Wind turbine | https://en.wind-turbine-models.com/turbines/2023-amsc-wt5500df-tc-i | 1 | 5,500.0 kW | - | 3.5 m/s | 11.8 m/s | 140.0 m | 15,393.8 m² | 3 | 357.3 W/m² | 2.8 m²/kW | planetary/parallel shaft |  | 1 | 690.0 V | IGBT. 4-quadrant | 50/60 Hz | 100 m | No | 30.0 m/s |  |  | conical |  | Yes |  | Ia
141 | 141 | 141 | 141 | 141 | AMSC wt5500fc TC I - 5,50 MW - Wind turbine | https://en.wind-turbine-models.com/turbines/2024-amsc-wt5500fc-tc-i | 1 | 5,500.0 kW | - | 3.5 m/s | 11.8 m/s | 140.0 m | 15,393.8 m² | 3 | 357.3 W/m² | 2.8 m²/kW | planetary/parallel shaft |  | 1 | 690.0 V | IGBT. 4-quadrant | 50/60 Hz | 100 m | No | 30.0 m/s |  |  | conical |  | Yes |  | Ia
142 | 142 | 142 | 142 | 142 | AMSC wt10000dd SeaTitan - 10,00 MW - Wind turbine | https://en.wind-turbine-models.com/turbines/425-amsc-wt10000dd-seatitan | 1 | 10,000.0 kW | - | 4.0 m/s | 11.5 m/s | 190.0 m | 28,353.0 m² | 3 | 352.7 W/m² | 2.8 m²/kW | with out. direct drive |  | 1 | 12,000.0 V | IGBT | 50/60 Hz | 125 m | Yes | 30.0 m/s |  |  | conical | painted |  |  |  | 10.0 U/min | 99 m/s | AMSC
143 | 143 | 143 | 143 | 143 | AN Bonus 100/30 - 100,00 kW - Wind turbine | https://en.wind-turbine-models.com/turbines/730-an-bonus-100-30 | 1 | 100.0 kW | - | 4.8 m/s | 12.5 m/s | 23.0 m | 415.0 m² | 3 | 241.0 W/m² | 4.2 m²/kW | LM 11 H | 2 | 1 | 400.0 V | Thyristor | 50 Hz | 24/30 m | No | 28.0 m/s | 57.0 m/s | GFK | conical | painted | Yes |  |  | 40.0 U/min | 48 m/s | LM Glasfieber | 1:25 | 1,000.0 U/min | 6.7 t | 2.0 t | 9.7 t | 18.4 t |  |  | 0.7 t
144 | 144 | 144 | 144 | 144 | AN Bonus 150/30 - 150,00 kW - Wind turbine | https://en.wind-turbine-models.com/turbines/124-an-bonus-150-30 | 1 | 150.0 kW | - | 3.5 m/s | 12.5 m/s | 23.0 m | 415.0 m² | 3 | 361.4 W/m² | 2.8 m²/kW | LM 11 H | 2 | 1 | 400.0 V | Thyristor | 50 Hz | 30/40 m | No | 25.0 m/s | 57.0 m/s | GFK | conical |  | Yes |  |  | 40.0 U/min | 48 m/s | LM Glasfieber | 1:25 | 1,000.0 U/min |  | 8.7 t | 22.0 t |  |  |  | 0.7 t
145 | 145 | 145 | 145 | 145 | AN Bonus 300/33 - 300,00 kW - Wind turbine | https://en.wind-turbine-models.com/turbines/112-an-bonus-300-33 | 1 | 300.0 kW | - | 3.0 m/s | 13.0 m/s | 33.4 m | 876.0 m² | 3 | 342.5 W/m² | 2.9 m²/kW | LM 14.4 | 3 | 1 | 400.0 V | Thyristor | 50.0 Hz | 30/40 m | No | 25.0 m/s | 57.0 m/s | GFK | conical | painted | Yes |  |  | 31.0 U/min | 54 m/s | LM Glasfieber/Bonus | 1:48 | 1,500.0 U/min | 3.5 t | 17.6 t | 25.0 t | 46.0 t |  |  | 1.2 t
146 | 146 | 146 | 146 | 146 | AN Bonus 450/35 - 450,00 kW - Wind turbine | https://en.wind-turbine-models.com/turbines/720-an-bonus-450-35 | 1 | 450.0 kW | - | 4.5 m/s | 17.0 m/s | 35.0 m | 962.0 m² | 3 | 467.8 W/m² | 2.1 m²/kW | LM | 3 | 1 | 400.0 V | Thyristor | 50 Hz | 30/35 m | No | 28.0 m/s |  | GFK | conical | painted | Yes |  |  | 35.0 U/min | 64 m/s | LM Glasfieber | 1:43 | 1,500.0 U/min
147 | 147 | 147 | 147 | 147 | AN Bonus 450/36 - 450,00 kW - Wind turbine | https://en.wind-turbine-models.com/turbines/729-an-bonus-450-36 | 1 | 450.0 kW | - | 4.5 m/s | 16.0 m/s | 36.0 m | 1,017.9 m² | 3 | 442.1 W/m² | 2.3 m²/kW | LM 17.0 | 3 | 1 | 400.0 V | Thyristor | 50 Hz | 35 m | No | 25.0 m/s |  | GFK | conical | painted | Yes |  |  | 33.0 U/min | 62 m/s | LM Glasfieber | 1:46 | 1,500.0 U/min
148 | 148 | 148 | 148 | 148 | AN Bonus 450/37 - 450,00 kW - Wind turbine | https://en.wind-turbine-models.com/turbines/382-an-bonus-450-37 | 1 | 450.0 kW | - | 4.5 m/s | 13.5 m/s | 37.0 m | 1,075.0 m² | 3 | 418.6 W/m² | 2.4 m²/kW | LM 17.0 | 3 | 1 | 690.0 V | Thyristor | 50 Hz | 35/42.3 m | No | 25.0 m/s | 57.0 m/s | GFK | conical | coated | Yes |  |  | 30.0 U/min | 58 m/s | LM Glasfieber | 1:50 | 1,500.0 U/min |  | 24.0 t | 27.0 t |  |  |  | 2.2 t
149 | 149 | 149 | 149 | 149 | AN Bonus 600/41 - 600,00 kW - Wind turbine | https://en.wind-turbine-models.com/turbines/123-an-bonus-600-41 | 1 | 600.0 kW | - | 4.5 m/s | 14.5 m/s | 41.0 m | 1,320.0 m² | 3 | 454.5 W/m² | 2.2 m²/kW | LM 19.1 | 3 | 1 | 690.0 V | Thyristor | 50.0 Hz | 42.3 / 50 m | No | 25.0 m/s | 57.0 m/s | GFK | conical | painted | Yes |  |  | 29.0 U/min | 62 m/s | LM Glasfieber | 1:50 | 1,500.0 U/min |  | 24.0 t | 52.0 t |  |  |  | 2.3 t
150 | 150 | 150 | 150 | 150 | AN Bonus 600/44 - 600,00 kW - Wind turbine | https://en.wind-turbine-models.com/turbines/343-an-bonus-600-44 | 1 | 600.0 kW | - | 3.0 m/s | 15.0 m/s | 44.0 m | 1,520.0 m² | 3 | 394.7 W/m² | 2.5 m²/kW | LM 19.1 | 3 | 1 | 690.0 V | Thyristor | 50 Hz | 42/50/55/58 m | No | 25.0 m/s | 60.0 m/s | GFK | conical | coated | Yes |  |  | 27.0 U/min | 62 m/s | LM Glasfieber/Bonus | 1:56 | 1,500.0 U/min | 9.5 t | 24.0 t | 51.0 t |  |  |  | 3.2 t
151 | 151 | 151 | 151 | 151 | AN Bonus 600/44-3 - 600,00 kW - Wind turbine | https://en.wind-turbine-models.com/turbines/1175-an-bonus-600-44-3 | 1 | 600.0 kW | - | 3.0 m/s | 15.0 m/s | 44.0 m | 1,520.0 m² | 3 | 394.7 W/m² | 2.5 m²/kW | LM 19.1 | 3 | 1 | 690.0 V | thyristors | 50 Hz | 42.3/50/55/58 m | No | 25.0 m/s | 55.0 m/s | GFRP | conical | painted | Yes |  |  | 27.0 U/min | 62 m/s | LM Glasfiber A/S | 1:56 | 1,500.0 U/min | 9.5 t | 21.5 t | 51.0 t | 82.0 t
152 | 152 | 152 | 152 | 152 | AN Bonus 600/44 MK IV - 600,00 kW - Wind turbine | https://en.wind-turbine-models.com/turbines/690-an-bonus-600-44-mk-iv | 1 | 600.0 kW | - | 5.0 m/s | 15.0 m/s | 44.0 m | 1,520.0 m² | 3 | 394.7 W/m² | 2.5 m²/kW | LM 19.1 | 3 | 1 | 690.0 V | Thyristor | 50 Hz | 40/45/50/55/60 m | No | 25.0 m/s | 55.0 m/s | GRP | conical | painted | Yes |  |  | 28.0 U/min | 65 m/s | LM Glasfieber | 1:55 | 1,500.0 U/min | 14.2 t | 22.5 t | 57.5 t | 94.2 t | 5.5 t |  | 2.9 t
153 | 153 | 153 | 153 | 153 | AN Bonus 750/50 Prototype - 750,00 kW - Wind turbine | https://en.wind-turbine-models.com/turbines/1072-an-bonus-750-50-prototype | 1 | 750.0 kW | - | 3.0 m/s | 15.0 m/s | 50.0 m | 1,960.0 m² | 3 | 382.7 W/m² | 2.6 m²/kW | 24m | 3 | 1 | 690.0 V | Thyristor | 50.0 Hz | 60/70 m | No | 25.0 m/s |  | GFK | conical | painted | Yes |  |  | 22.0 U/min | 58 m/s | LM Glaasfiber A/S | 1:82 | 1,500.0 U/min | 10.0 t | 50.0 t | 60.0 t | 120.0 t |  | 1995
154 | 154 | 154 | 154 | 154 | AN Bonus 1000/54 - 1,00 MW - Wind turbine | https://en.wind-turbine-models.com/turbines/396-an-bonus-1000-54 | 1 | 1,000.0 kW | - | 3.0 m/s | 15.0 m/s | 54.2 m | 2,300.0 m² | 3 | 434.8 W/m² | 2.3 m²/kW | LM 26.1 | 3 | 1 | 690.0 V | Thyristor | 50.0 Hz | 50/60/70 m | No | 25.0 m/s | 60.0 m/s | GFK | conical | coated | Yes |  |  | 22.0 U/min | 62 m/s | LM Glasfieber/ Bonus | 1:69 | 1,500.0 U/min | 25.0 t | 40.0 t | 90.0 t | 155.0 t
155 | 155 | 155 | 155 | 155 | AN Bonus 1300/62 - 1,30 MW - Wind turbine | https://en.wind-turbine-models.com/turbines/59-an-bonus-1300-62 | 1 | 1,300.0 kW | - | 3.0 m/s | 15.0 m/s | 62.0 m | 3,019.0 m² | 3 | 430.6 W/m² | 2.3 m²/kW | LM 29 / B30 | 3 | 1 | 690.0 V | Thyristor | 50.0 Hz | 68/80/90 m | No | 25.0 m/s | 55.0 m/s | GFK | conical | coated | Yes |  |  | 19.0 U/min | 62 m/s | LM Glasfieber/ Bonus | 1:79 | 1,500.0 U/min | 30.0 t | 50.0 t | 198.0 t | 280.0 t
156 | 156 | 156 | 156 | 156 | AN Bonus 2000/76 - 2,00 MW - Wind turbine | https://en.wind-turbine-models.com/turbines/406-an-bonus-2000-76 | 1 | 2,000.0 kW | - | 3.0 m/s | 15.0 m/s | 76.0 m | 4,536.0 m² | 3 | 440.9 W/m² | 2.3 m²/kW | LM 36.8 | 3 | 1 | 690.0 V | Thyristor | 50 Hz | 60/80/98 m | No | 25.0 m/s | 60.0 m/s | GFK | conical | coated | Yes |  |  | 17.0 U/min | 68 m/s | LM Glasfieber/ Bonus | 1:89 | 1,500.0 U/min | 38.0 t | 65.0 t
157 | 157 | 157 | 157 | 157 | AN Bonus 2300/82 - 2,30 MW - Wind turbine | https://en.wind-turbine-models.com/turbines/857-an-bonus-2300-82 | 1 | 2,300.0 kW | - | 3.5 m/s | 15.0 m/s | 82.4 m | 5,300.0 m² | 3 | 434.0 W/m² | 2.3 m²/kW | B40 | 3 | 1 | 690.0 V | Thyristor | 50 Hz | 80/90/100 m | Yes | 25.0 m/s | 55.0 m/s | GFK | conical | painted |  |  |  | 17.0 U/min | 73 m/s | Bonus | 1:98 | 1,500.0 U/min | 52.0 t | 82.5 t | 252.0 t | 386.5 t
158 | 158 | 158 | 158 | 158 | Anelion SW 3.5 GT - 3,50 kW - Wind turbine | https://en.wind-turbine-models.com/turbines/950-anelion-sw-3.5-gt | 1 | 3.5 kW | - | 3.5 m/s | 12.0 m/s | 3.5 m | 9.6 m² | 3 | 363.8 W/m² | 2.7 m²/kW | with out. direct drive |  | 1 | 280.0 V | IGBT | 50 Hz | 10 m | No | 17.5 m/s | 60.0 m/s | GFK / Epoxy |  |  | Yes |  |  | 465.0 U/min | 85 m/s | [6 empty] | 0.1 t
159 | 159 | 159 | 159 | 159 | Hummer H6.4-5KW - 5,00 kW - Wind turbine | https://en.wind-turbine-models.com/turbines/1690-hummer-h6.4-5kw | 1 | 5.0 kW | - | 3.0 m/s | 12.0 m/s | 6.4 m | 32.2 m² | 3 | 155.4 W/m² | 6.4 m²/kW | 3.255m |  | 1 | 240.0 V | inverters | 50/60 Hz | site specific m | No | 25.0 m/s | 50.0 m/s | Fiberglass reinforced composite | conical | hot dip galvanized | Yes |  |  | 240.0 U/min | 80 m/s
160 | 160 | 160 | 160 | 160 | Hummer H8.16-10KW - 10,00 kW - Wind turbine | https://en.wind-turbine-models.com/turbines/1689-hummer-h8.16-10kw | 1 | 10.0 kW | - | 3.0 m/s | 11.0 m/s | 8.2 m | 50.3 m² | 3 | 198.8 W/m² | 5.0 m²/kW | 3.95m |  | 1 | 400.0 V | inverters | 50/60 Hz | site specific m | No | 25.0 m/s | 50.0 m/s | Fiberglass reinforced composite | conical | hot dip galvanized | Yes |  |  | 100.0 U/min | 43 m/s |  |  |  |  | 0.5 t
161 | 161 | 161 | 161 | 161 | Hummer H13.2-20KW - 20,00 kW - Wind turbine | https://en.wind-turbine-models.com/turbines/1688-hummer-h13.2-20kw | 1 | 20.0 kW | - | 3.0 m/s | 9.0 m/s | 13.2 m | 136.9 m² | 3 | 146.1 W/m² | 6.8 m²/kW | 6.2m |  | 1 | 450.0 V | inverters | 50/60 Hz | site specific m | No | 25.0 m/s | 50.0 m/s | Fiberglass reinforced composite | conical | hot dip galvanized | Yes |  |  | 110.0 U/min | 76 m/s
162 | 162 | 162 | 162 | 162 | Hummer H13.2-30KW - 30,00 kW - Wind turbine | https://en.wind-turbine-models.com/turbines/1687-hummer-h13.2-30kw | 1 | 30.0 kW | - | 3.0 m/s | 10.0 m/s | 13.2 m | 136.9 m² | 3 | 219.2 W/m² | 4.6 m²/kW | 6.2 |  | 1 | 620.0 V | inverters | 50/60 Hz | site specific m | No | 25.0 m/s | 50.0 m/s | Fiberglass reinforced composite.RTM |  |  | Yes |  |  | 110.0 U/min | 76 m/s |  |  |  |  | 0.9 t
163 | 163 | 163 | 163 | 163 | Hummer H17.0-50KW - 50,00 kW - Wind turbine | https://en.wind-turbine-models.com/turbines/1686-hummer-h17.0-50kw | 1 | 50.0 kW | - | 3.5 m/s | 9.5 m/s | 17.0 m | 227.0 m² | 3 | 220.3 W/m² | 4.5 m²/kW | 8m |  | 1 | 660.0 V | inverters | 50/60 Hz | site specific m | No | 20.0 m/s | 50.0 m/s | Fiberglass reinforced composite.RTM | conical | hot dip galvanized | Yes |  |  | 85.0 U/min | 76 m/s |  |  |  |  | 1.3 t
164 | 164 | 164 | 164 | 164 | Hummer H21.0-60KW - 60,00 kW - Wind turbine | https://en.wind-turbine-models.com/turbines/1685-hummer-h21.0-60kw | 1 | 60.0 kW | - | 2.5 m/s | 9.0 m/s | 21.0 m | 346.4 m² | 3 | 173.2 W/m² | 5.8 m²/kW | 10m |  | 1 | 660.0 V | inverters | 50/60 Hz | site specific m | No | 25.0 m/s | 50.0 m/s | Fiberglass reinforced composite.Resin Transfer Molding(RTM) | conical | hot dip galvanized | Yes |  |  | 50.0 U/min | 55 m/s |  |  |  |  | 1.5 t
165 | 165 | 165 | 165 | 165 | Hummer H21.0-100KW - 100,00 kW - Wind turbine | https://en.wind-turbine-models.com/turbines/1684-hummer-h21.0-100kw | 1 | 100.0 kW | - | 2.5 m/s | 10.5 m/s | 21.0 m | 346.4 m² | 3 | 288.7 W/m² | 3.5 m²/kW | 10m |  | 1 | 660.0 V | inverters | 50/60 Hz | site specific m | No | 20.0 m/s | 50.0 m/s | Fiberglass reinforced composite. RTM | conical | hot dip galvanized | Yes |  |  | 60.0 U/min | 66 m/s
166 | 166 | 166 | 166 | 166 | Hummer H25.0-60KW - 60,00 kW - Wind turbine | https://en.wind-turbine-models.com/turbines/1683-hummer-h25.0-60kw | 1 | 60.0 kW | - | 2.5 m/s | 7.5 m/s | 25.0 m | 490.9 m² | 3 | 122.2 W/m² | 8.2 m²/kW | 12m |  | 1 | 660.0 V | inverters | 50/60 Hz | site specific m | No | 20.0 m/s | 50.0 m/s | Fiberglass reinforced composite.RTM | conical | hot dip galvanized | Yes |  |  | 50.0 U/min | 65 m/s
167 | 167 | 167 | 167 | 167 | Hummer H25.0-100KW - 100,00 kW - Wind turbine | https://en.wind-turbine-models.com/turbines/1682-hummer-h25.0-100kw | 1 | 100.0 kW | - | 2.5 m/s | 10.0 m/s | 25.0 m | 490.9 m² | 3 | 203.7 W/m² | 4.9 m²/kW | 12m |  | 1 | 690.0 V | inverters | 50/60 Hz | site specific m | No | 20.0 m/s | 50.0 m/s | Fiberglass reinforced composite | conical | hot dip galvanized | Yes |  |  | 50.0 U/min | 65 m/s |  |  |  |  | 2.2 t
168 | 168 | 168 | 168 | 168 | Hummer H25.0-200KW - 200,00 kW - Wind turbine | https://en.wind-turbine-models.com/turbines/1681-hummer-h25.0-200kw | 1 | 200.0 kW | - | 2.5 m/s | 11.5 m/s | 25.0 m | 490.9 m² | 3 | 407.4 W/m² | 2.5 m²/kW | 12m |  | 1 | 690.0 V |  |  | site specific m | No | 20.0 m/s | 50.0 m/s | Fiberglass reinforced composite | conical | hot dip galvanized | Yes |  |  | 50.0 U/min | 65 m/s
169 | 169 | 169 | 169 | 169 | Mandt Wodan - 7,00 kW - Wind turbine | https://en.wind-turbine-models.com/turbines/1556-mandt-wodan | 1 | 7.0 kW | - | 3.0 m/s |  | 15.6 m | 191.0 m² | 6 | 36.6 W/m² | 27.3 m²/kW | 7.8m Blattlänge | 1 | 1 | 110.0 V | Spannungsregler |  | 25 m | No | 18.0 m/s |  | Blech/Holz | Mast | Bleimenninge / Öllack | Yes |  |  | 20.0 U/min | 16 m/s | Mandt | 1:1 |  | 3.0 t | 4.0 t | 5.2 t | 12.2 t | 0.6 t | 1926 | 0.4 t
170 | 170 | 170 | 170 | 170 | AOI Arab 1.5-77 - 1,50 MW - Wind turbine | https://en.wind-turbine-models.com/turbines/2036-aoi-arab-1.5-77 | 1 | 1,500.0 kW | - | 3.0 m/s | 11.0 m/s | 77.0 m | 4,657.0 m² | 3 | 322.1 W/m² | 3.1 m²/kW | LM37.3 |  | 1 | 690.0 V | IGBT | 50/60 Hz | 70 m | No | 25.0 m/s |  | GFRP | conical | painted | Yes |  | IIa | 17.3 U/min | 70 m/s | LM Glasfiber
171 | 171 | 171 | 171 | 171 | AOI Arab AOI 20kW - 20,00 kW - Wind turbine | https://en.wind-turbine-models.com/turbines/2037-aoi-arab-aoi-20kw | 1 | 20.0 kW | - | 3.0 m/s | 12.0 m/s | 13.0 m | 133.0 m² | 3 | 150.4 W/m² | 6.7 m²/kW | 6m | [5 empty] | 18 m | No | 25.0 m/s |  |  |  |  | Yes |  |  | 90.0 U/min | 61 m/s
172 | 172 | 172 | 172 | 172 | AREVA M5000-116 - 5,00 MW - Wind turbine | https://en.wind-turbine-models.com/turbines/23-areva-m5000-116 | 1 | 5,000.0 kW | - | 4.0 m/s | 12.5 m/s | 116.0 m | 10,568.0 m² | 3 | 473.1 W/m² | 2.1 m²/kW | step-planetary gear. helical |  | 1 | 3,300.0 V | IGBT | 50 Hz |  | Yes | 25.0 m/s |  |  | conical | painted |  |  |  | 14.8 U/min | 90 m/s | Renk | 1:10 | 148.5 U/min | 111.5 t | 233.0 t |  | 345.0 t
173 | 173 | 173 | 173 | 173 | AREVA M5000-135 - 5,00 MW - Wind turbine | https://en.wind-turbine-models.com/turbines/686-areva-m5000-135 | 1 | 5,000.0 kW | - | 3.5 m/s | 11.4 m/s | 135.0 m | 14,326.0 m² | 3 | 349.0 W/m² | 2.9 m²/kW | planetary |  | 1 | 3,300.0 V | IGBT | 50 Hz |  | Yes | 25.0 m/s |  |  | conical | painted |  |  |  | 13.5 U/min | 95 m/s | Renk | 1:10 | 133.5 U/min | 140.0 t |  |  | 375.0 t
174 | 174 | 174 | 174 | 174 | Argolabe Turbec-100 - 100,00 kW - Wind turbine | https://en.wind-turbine-models.com/turbines/426-argolabe-turbec-100 | 1 | 100.0 kW | - | 3.5 m/s | 10.5 m/s | 22.5 m | 397.6 m² | 3 | 251.5 W/m² | 4.0 m²/kW | 10 | 2 | 1 | 400.0 V | IGBT | 50 Hz | 37 m | No | 20.0 m/s | 52.5 m/s | Glass-epoxy | conical | painted | Yes |  |  | 46.0 U/min | 54 m/s | Argolabe composite | 1:17 | 750.0 U/min |  | 5.0 t | 10.0 t
175 | 175 | 175 | 175 | 175 | Aria Libellula 20 - 20,00 kW - Wind turbine | https://en.wind-turbine-models.com/turbines/1635-aria-libellula-20 | 1 | 20.0 kW | - | 3.0 m/s | 10.0 m/s | 17.4 m | 46.2 m² | 2 | 432.6 W/m² | 2.3 m²/kW | 2 stadi - epicicloidale | 2 | 1 | 400.0 V |  | 50 Hz | 20 m | No | 25.0 m/s | 52.5 m/s |  | cylindrical | hot dip galvanized | Yes |  | IIIa |  |  |  | 1:33 |  |  | 2.0 t |  | 4.0 t
176 | 176 | 176 | 176 | 176 | Aria Libellula 55+ - 57,00 kW - Wind turbine | https://en.wind-turbine-models.com/turbines/1634-aria-libellula-55 | 1 | 57.0 kW | - | 3.0 m/s | 11.0 m/s | 19.0 m | 59.5 m² | 2 | 958.0 W/m² | 1.0 m²/kW | induction |  | 1 | 400.0 V | convertitore asincrono rotante | 50 Hz | 19/25/31 m | No | 25.0 m/s |  |  | cylindrical | hot dip galvanized | Yes |  | IIIa | 95.0 U/min | 95 m/s |  |  |  | 0.9 t | 2.0 t | 7.7 t | 10.6 t
177 | 177 | 177 | 177 | 177 | Aria Libellula 55kW - 55,00 kW - Wind turbine | https://en.wind-turbine-models.com/turbines/1099-aria-libellula-55kw | 1 | 55.0 kW | - | 3.0 m/s | 11.0 m/s | 18.0 m | 255.0 m² | 2 | 215.7 W/m² | 4.6 m²/kW | 7.8m | 2 | 1 | 400.0 V | inverters | 40-70 Hz | 25/28/31 m | No | 25.0 m/s | 52.5 m/s | glass/ carbon-fiber reinforced epoxy | cylindrical | hot dip galvanized | Yes |  |  | 95.0 U/min | 90 m/s | Aria | 1:20 |  | 0.9 t | 2.0 t | 10.8 t | 13.7 t
178 | 178 | 178 | 178 | 178 | Aria Libellula 60i - 60,00 kW - Wind turbine | https://en.wind-turbine-models.com/turbines/1633-aria-libellula-60i | 1 | 60.0 kW | - | 3.0 m/s | 11.0 m/s | 19.0 m | 59.7 m² | 2 | 1,005.0 W/m² | 1.0 m²/kW | induction |  | 1 | 400.0 V | inverter | 50 Hz | 19/25/31 m | No | 25.0 m/s | 52.5 m/s |  | cylindrical | hot dip galvanized | Yes |  | IIIa | 95.0 U/min | 95 m/s |  |  |  | 0.9 t | 2.0 t | 7.7 t | 10.6 t
179 | 179 | 179 | 179 | 179 | ATB Riva Calzoni ATB 60.28 DD - 60,00 kW - Wind turbine | https://en.wind-turbine-models.com/turbines/1534-atb-riva-calzoni-atb-60.28-dd | 1 | 60.0 kW | - | 3.0 m/s | 7.5 m/s | 28.0 m | 616.0 m² | 2 | 97.4 W/m² | 10.3 m²/kW | 13.4m |  | 1 | 400.0 V | inverters | 50/60 Hz | 37 m | No | 19.0 m/s |  | glass- fibre reinforced epoxy | conical |  | Yes |  | IIIa | 52.0 U/min | 76 m/s | [5 empty] | 35.0 t
180 | 180 | 180 | 180 | 180 | ATB Riva Calzoni 100.28 DD - 100,00 kW - Wind turbine | https://en.wind-turbine-models.com/turbines/2119-atb-riva-calzoni-100.28-dd | 1 | 100.0 kW | - | 3.0 m/s | 8.5 m/s | 28.0 m | 616.0 m² | 2 | 162.3 W/m² | 6.2 m²/kW | 13.4 |  | 1 | 400.0 V | IGBT | 50/60 Hz | 37 m | No | 25.0 m/s |  | Glass?Fibre reinforced Epoxy | conical |  | Yes |  | IIIa | 52.0 U/min | 76 m/s | [5 empty] | 35.0 t
181 | 181 | 181 | 181 | 181 | ATB Riva Calzoni ATB 500.54 - 500,00 kW - Wind turbine | https://en.wind-turbine-models.com/turbines/1533-atb-riva-calzoni-atb-500.54 | 1 | 500.0 kW | - | 3.5 m/s | 10.0 m/s | 54.0 m | 2,290.0 m² | 3 | 218.3 W/m² | 4.6 m²/kW | 26.35m | 3 | 1 | 690.0 V | inverters | 50/60 Hz | 50 / 72 m | No | 25.0 m/s |  | glass-reinforced plastic | conical | multi layer epoxy / polyurethane | Yes |  | IIIa | 29.0 U/min | 82 m/s |  | 1:56 | 1,645.0 U/min | 16.0 t | 30.0 t | 77.0 t | 123.0 t
182 | 182 | 182 | 182 | 182 | ATB Riva Calzoni 750.54 - 750,00 kW - Wind turbine | https://en.wind-turbine-models.com/turbines/2120-atb-riva-calzoni-750.54 | 1 | 750.0 kW | - | 4.0 m/s | 11.0 m/s | 54.0 m | 2,290.0 m² | 3 | 327.5 W/m² | 3.1 m²/kW | 26.35 | 3 | 1 | 690.0 V | IGBT | 50/60 Hz | 72 m | No | 24.0 m/s |  | Glass?reinforced plastic | cylindrical | multi layer epoxy/polyurethane | Yes |  | IIIa | 26.5 U/min | 75 m/s |  | 1:56 |  |  | 30.0 t | 81.0 t | 127.0 t
183 | 183 | 183 | 183 | 183 | Atlantic Orient AOC 15/50 - 50,00 kW - Wind turbine | https://en.wind-turbine-models.com/turbines/2164-atlantic-orient-aoc-15-50 | 1 | 50.0 kW | - | 4.6 m/s | 11.3 m/s | 15.0 m | 177.0 m² | 3 | 282.5 W/m² | 3.5 m²/kW | 7.2 m (23.7 ft) |  | 1 | 480.0 V |  | 60 Hz | 24.4 / 30.5 m | No | 22.4 m/s | 59.5 m/s | Wood/epoxy laminate or Epoxy /glass fibre |  |  | Yes |  |  | 65.0 U/min | 51 m/s |  | 1:28 | 1,800.0 U/min |  | 2.4 t | 3.2 t | 5.6 t |  |  | 0.2 t
184 | 184 | 184 | 184 | 184 | Austrowind WT 5000 - 5,00 kW - Wind turbine | https://en.wind-turbine-models.com/turbines/2047-austrowind-wt-5000 | 1 | 5.0 kW | - | 2.0 m/s | 12.0 m/s | 8.0 m | 50.0 m² | 3 | 100.0 W/m² | 10.0 m²/kW | 3m |  | 1 | 210.0 V | inverters | 50 Hz | 13.15 / 16.15 / 19.15 m | No | 20.0 m/s |  | GFK | conical | painted | Yes |  | IIIa | 130.0 U/min | 54 m/s |  |  |  |  | 0.5 t
185 | 185 | 185 | 185 | 185 | Autoflug A 100 - 100,00 kW - Wind turbine | https://en.wind-turbine-models.com/turbines/375-autoflug-a-100 | 1 | 100.0 kW | - | 3.0 m/s | 13.0 m/s | 23.0 m | 415.0 m² | 2 | 241.0 W/m² | 4.2 m²/kW | Planetary Spur | 2 | 1 | 400.0 V | Thyristor | 50 Hz | 42.6 m | No | 25.0 m/s | 56.9 m/s | GFK |  |  | Yes |  |  | 32.7 U/min | 39 m/s |  | 1:31 | 1,000.0 U/min |  | 3.8 t | 14.0 t |  |  |  | 0.3 t
186 | 186 | 186 | 186 | 186 | Autoflug A 1200 - 1,20 MW - Wind turbine | https://en.wind-turbine-models.com/turbines/344-autoflug-a-1200 | 1 | 1,200.0 kW | - | 4.0 m/s | 13.0 m/s | 61.0 m | 2,922.0 m² | 2 | 410.7 W/m² | 2.4 m²/kW | LM | 3 | 1 | 690.0 V | Thyristor | 50 Hz | 60.0 m | No | 25.0 m/s | 65.0 m/s | GFK | conical | painted | Yes |  |  | 20.7 U/min | 66 m/s | LM Glasfieber/Aeroconstruct | 1:75 | 1,512.0 U/min |  | 89.0 t | 90.0 t |  |  |  | 3.8 t
187 | 187 | 187 | 187 | 187 | Avantis AV 928 - 2,50 MW - Wind turbine | https://en.wind-turbine-models.com/turbines/107-avantis-av-928 | 1 | 2,500.0 kW | - | 3.0 m/s | 11.6 m/s | 93.2 m | 6,822.0 m² | 3 | 366.5 W/m² | 2.7 m²/kW | AB 92 / 45.3 |  | 1 | 690.0 V | inverters | 50/60 Hz | 80 / 99 m | No | 25.0 m/s | 59.5 m/s | GFRP | conical | painted | Yes |  | IIa | 18.0 U/min | 88 m/s | Avantis |  | 16.0 U/min | [6 empty] | 10.2 t
188 | 188 | 188 | 188 | 188 | Avantis AV 1010 - 2,30 MW - Wind turbine | https://en.wind-turbine-models.com/turbines/84-avantis-av-1010 | 1 | 2,300.0 kW | - | 3.0 m/s | 11.2 m/s | 100.6 m | 7,948.0 m² | 3 | 289.4 W/m² | 3.5 m²/kW | AB 100 / 49.0 |  | 1 | 690.0 V | inverters | 50 Hz | 99.0 m | No | 25.0 m/s | 52.5 m/s | GFRP | conical | painted | Yes |  | IIIa | 14.3 U/min | 75 m/s | Avantis |  |  | 40.0 t | 75.0 t | 180.0 t | 295.0 t | 10.0 t |  | 10.5 t
189 | 189 | 189 | 189 | 189 | Aventa AV-7 - 6,20 kW - Wind turbine | https://en.wind-turbine-models.com/turbines/1529-aventa-av-7 | 1 | 6.2 kW | - | 2.0 m/s | 6.0 m/s | 12.8 m |  | 3 | 0.0 W/m² | 0.0 m²/kW | Beton | [5 empty] | 18 m | No | 14.0 m/s |  |  |  |  | Yes |  |  | 63.0 U/min | 42 m/s
190 | 190 | 190 | 190 | 190 | AVIC Huide HD 1000 - 1,00 MW - Wind turbine | https://en.wind-turbine-models.com/turbines/268-avic-huide-hd-1000 | 1 | 1,000.0 kW | - | 3.5 m/s | 14.0 m/s |  |  |  | 0.0 W/m² | 0.0 m²/kW | [7 empty] | No | 25.0 m/s |  |  |  |  | Yes
191 | 191 | 191 | 191 | 191 | AVIC Huide HD 2000 - 2,00 MW - Wind turbine | https://en.wind-turbine-models.com/turbines/269-avic-huide-hd-2000 | 1 | 2,000.0 kW | - | 4.0 m/s | 11.0 m/s |  |  |  | 0.0 W/m² | 0.0 m²/kW | [7 empty] | No | 25.0 m/s |  |  |  |  | Yes
192 | 192 | 192 | 192 | 192 | awinco L50-200 - 50,00 kW - Wind turbine | https://en.wind-turbine-models.com/turbines/1186-awinco-l50-200 | 1 | 50.0 kW | - | 3.0 m/s | 12.0 m/s | 16.0 m | 200.0 m² | 3 | 250.0 W/m² | 4.0 m²/kW | direct drive |  | 1 | 400.0 V | inverters | 50/60 Hz | 22 / 30 / 36 m | No | 25.0 m/s | 59.5 m/s | GFK | conical | painted | Yes |  | IIa | 58.0 U/min | 48 m/s | Olsen Blades. DK |  |  |  | 6.5 t
193 | 193 | 193 | 193 | 193 | awinco L60-330 - 60,00 kW - Wind turbine | https://en.wind-turbine-models.com/turbines/1540-awinco-l60-330 | 1 | 60.0 kW | - | 3.0 m/s | 11.0 m/s | 20.2 m | 320.0 m² | 3 | 187.5 W/m² | 5.3 m²/kW | direct drive |  | 1 | 400.0 V | inverters | 50/60 Hz | 22 / 30 / 36 m | No | 25.0 m/s | 59.5 m/s | GFK | conical | painted | Yes |  | IIa | 50.0 U/min | 53 m/s | Olsen Blades. DK
194 | 194 | 194 | 194 | 194 | AWP AWP 56-100 - 100,00 kW - Wind turbine | https://en.wind-turbine-models.com/turbines/976-awp-awp-56-100 | 1 | 100.0 kW | - | 5.0 m/s | 13.0 m/s | 17.0 m | 227.0 m² | 3 | 440.5 W/m² | 2.3 m²/kW | 8 | 2 | 1 | 380.0 V | Thyristor | 50/60 Hz | 19/25/35 m | No | 22.0 m/s | 59.5 m/s | GFRP |  | galvanized | Yes |  |  | 72.0 U/min | 64 m/s |  | 1:20 | 1,500.0 U/min | 3.0 t | 3.7 t | 4.7 t | 14.4 t
195 | 195 | 195 | 195 | 195 | b.ventus 250 kW - 250,00 kW - Wind turbine | https://en.wind-turbine-models.com/turbines/2061-b.ventus-250-kw | 1 | 250.0 kW | - | 2.5 m/s | 9.0 m/s | 42.5 m | 1,421.0 m² | 3 | 175.9 W/m² | 5.7 m²/kW | without gearbox |  | 1 | 400.0 V | 4Q-IGBT | 50/60 Hz | 28 m | No | 32.0 m/s |  | EP-GFK | conical | painted | Yes |  | S | 32.0 U/min | 71 m/s
196 | 196 | 196 | 196 | 196 | Balfour Beatty Power VAWT magic mushroom - 28,00 kW - Wind turbine | https://en.wind-turbine-models.com/turbines/2324-balfour-beatty-power-vawt-magic-mushroom | 1 | 28.0 kW | - |  |  | 6.0 m |  | 5 | 0.0 W/m² | 0.0 m²/kW | [6 empty] | 15 m | No | [5 empty] | Yes | [12 empty] | 1985
197 | 197 | 197 | 197 | 197 | Baltic 99 kW - 99,00 kW - Wind turbine | https://en.wind-turbine-models.com/turbines/2165-baltic-99-kw | 1 | 99.0 kW | 90.0 - 105.0 kW | 3.0 m/s | 13.0 m/s | 19.0 m | 302.0 m² | 3 | 327.8 W/m² | 3.1 m²/kW | asynchronous | [5 empty] | 24 / 32 / 40 m | No | 20.0 m/s | - | glass-fibre |  |  | Yes
198 | 198 | 198 | 198 | 198 | Baoding Tianwei BTW 1.5 - 1,50 MW - Wind turbine | https://en.wind-turbine-models.com/turbines/270-baoding-tianwei-btw-1.5 | 1 | 1,500.0 kW | - | [5 empty] | 0.0 W/m² | 0.0 m²/kW | [7 empty] | No | [5 empty] | Yes
199 | 199 | 199 | 199 | 199 | Baoding Tianwei BTW 2.0 - 2,00 MW - Wind turbine | https://en.wind-turbine-models.com/turbines/1155-baoding-tianwei-btw-2.0 | 1 | 2,000.0 kW | - | 3.0 m/s | 11.5 m/s | 93.0 m | 6,792.9 m² | 3 | 294.4 W/m² | 3.4 m²/kW | spur/planetary |  | 1 |  | inverters | 50/60 Hz | 80.0 m | No | 25.0 m/s |  | GFRP | conical | painted | Yes |  | IIIa | 15.0 U/min | 73 m/s | [8 empty] | 2011
200 | 200 | 200 | 200 | 200 | Barberwind B1000 - 1,00 MW - Wind turbine | https://en.wind-turbine-models.com/turbines/1458-barberwind-b1000 | 1 | 1,000.0 kW | - | 3.8 m/s | 10.7 m/s | 51.8 m |  | 5 | 0.0 W/m² | 0.0 m²/kW | lattice | [5 empty] | 36.6 m | No | 20.0 m/s | 60.0 m/s |  |  |  | Yes |  |  | 18.6 U/min | 50 m/s
201 | 201 | 201 | 201 | 201 | BARD VM - 5,28 MW - Wind turbine | https://en.wind-turbine-models.com/turbines/6-bard-vm | 1 | 5,276.0 kW | - | 3.0 m/s | 12.5 m/s | 122.0 m | 11,690.0 m² | 3 | 451.3 W/m² | 2.2 m²/kW | spur/planetary | 3 | 1 |  | IGBT | 50 Hz | 90 m | Yes | 30.0 m/s |  | GFRP | conical | painted |  |  |  | 8.0 U/min | 51 m/s | Bard | 1:97 | 1,212.0 U/min | 155.5 t | 280.0 t | 940.0 t | 1,375.5 t
202 | 202 | 202 | 202 | 202 | BARD 6.5 - 6,50 MW - Wind turbine | https://en.wind-turbine-models.com/turbines/916-bard-6.5 | 1 | 6,500.0 kW | - |  | 13.7 m/s | 122.0 m | 11,690.0 m² | 3 | 556.0 W/m² | 1.8 m²/kW | 59.4 |  | 2 |  | IGBT | 50.0 Hz | 90.0 m | Yes |  |  | GFK | conical | painted | [5 empty] | Bard |  |  | 155.0 t | 295.0 t | 760.0 t | 1,210.0 t |  | 2011
203 | 203 | 203 | 203 | 203 | Bazán 44/600 MK-IV - 600,00 kW - Wind turbine | https://en.wind-turbine-models.com/turbines/978-baz-n-44-600-mk-iv | 1 | 600.0 kW | - | 3.0 m/s | 15.0 m/s | 44.0 m | 1,520.0 m² | 3 | 394.7 W/m² | 2.5 m²/kW | LM19 | 3 | 1 | 690.0 V | Thyristor | 50 Hz | 35/40/45/50/55/60 m | No | 25.0 m/s | 55.0 m/s | GFRP | conical | painted | Yes |  |  | 27.0 U/min | 62 m/s | LM Glasfieber | 1:55 | 1,500.0 U/min | 14.2 t | 22.5 t | 70.0 t | 107.0 t
204 | 204 | 204 | 204 | 204 | Bazán 62/1300 - 1,30 MW - Wind turbine | https://en.wind-turbine-models.com/turbines/977-baz-n-62-1300 | 1 | 1,300.0 kW | - | 3.0 m/s | 15.0 m/s | 62.0 m | 3,000.0 m² | 3 | 433.3 W/m² | 2.3 m²/kW | LM29 | 3 | 1 | 690.0 V | Thyristor | 50 Hz | 50/68 m | No | 25.0 m/s | 55.0 m/s | GFRP | conical | painted | Yes |  |  | 19.0 U/min | 62 m/s | LM Glasfieber | 1:79 | 1,500.0 U/min | 34.0 t | 50.0 t | 57.0 t | 141.0 t
205 | 205 | 205 | 205 | 205 | Beck Ballum Smedemester 22kW - 22,00 kW - Wind turbine | https://en.wind-turbine-models.com/turbines/658-beck-ballum-smedemester-22kw | 1 | 22.0 kW | - |  |  | 10.0 m | 78.5 m² | 3 | 280.3 W/m² | 3.6 m²/kW | Lattice | [5 empty] | 18.5 m | No |  |  |  |  | galvanized | Yes
206 | 206 | 206 | 206 | 206 | Beijing North BZD80-2000 - 2,00 MW - Wind turbine | https://en.wind-turbine-models.com/turbines/271-beijing-north-bzd80-2000 | 1 | 2,000.0 kW | - | 3.5 m/s | 13.5 m/s | 80.0 m | 5,027.0 m² | 3 | 397.9 W/m² | 2.5 m²/kW | 3 - stage Planetary- / spur gear | 3 | 1 | 690.0 V | IGBT | 50 Hz | 70/80/100 m | No | 25.0 m/s | 57.4 m/s | GFK + Carbon |  |  | Yes |  |  | 20.7 U/min | 87 m/s |  | 1:94 | 1,950.0 U/min |  |  | 204.0 t
207 | 207 | 207 | 207 | 207 | Bendix Bendix-Schachle - 3,00 MW - Wind turbine | https://en.wind-turbine-models.com/turbines/1379-bendix-bendix-schachle | 1 | 3,000.0 kW | - |  | 17.9 m/s | 50.3 m | 1,987.0 m² | 3 | 1,509.8 W/m² | 0.7 m²/kW | tubular steel | [6 empty] | No |  |  | laminated wood with fiberglass | lattice | painted | Yes | [12 empty] | 1980
208 | 208 | 208 | 208 | 208 | Bergey BWC Excel 10 - 10,00 kW - Wind turbine | https://en.wind-turbine-models.com/turbines/501-bergey-bwc-excel-10 | 1 | 10.0 kW | - | 3.4 m/s | 15.6 m/s | 7.0 m | 38.5 m² | 3 | 259.7 W/m² | 3.9 m²/kW | BW-7 Airfoil |  | 1 | 220.0 V | IGBT | 50 Hz | 30 m | No | 60.0 m/s |  | GFRP |  |  | Yes
209 | 209 | 209 | 209 | 209 | BEST - Romani Nogent-le-Roi - 640,00 kW - Wind turbine | https://en.wind-turbine-models.com/turbines/1210-best-romani-nogent-le-roi | 1 | 640.0 kW | - | 3.0 m/s | 16.7 m/s | 30.2 m | 715.8 m² | 3 | 894.1 W/m² | 1.1 m²/kW | 15m NACA 23015 | 4 | 1 | 3,000.0 V | thyristors | 50.0 Hz | 32.0 m | No | 20.0 m/s | 65.0 m/s | aluminium- zinc |  | painted | Yes |  |  | 47.3 U/min | 75 m/s | Mediterranean Forgery - Steelworks | 1:21 | 1,000.0 U/min | 8.0 t | 25.0 t | 127.0 t | 160.0 t |  | 1958
210 | 210 | 210 | 210 | 210 | BestWatt BW10 - 10,00 kW - Wind turbine | https://en.wind-turbine-models.com/turbines/2490-bestwatt-bw10 | 1 | 10.0 kW | - | 3.0 m/s |  | 10.0 m | 78.0 m² | 3 | 128.2 W/m² | 7.8 m²/kW | direct drive |  | 1 |  |  | 50 Hz | 15/29/25 m | No | 25.0 m/s | 60.0 m/s |  | conical | coated | Yes |  |  | 80.0 U/min | 42 m/s
211 | 211 | 211 | 211 | 211 | BestWatt BW45 - 45,00 kW - Wind turbine | https://en.wind-turbine-models.com/turbines/2491-bestwatt-bw45 | 1 | 45.0 kW | - | 3.5 m/s |  | 15.9 m | 199.0 m² | 3 | 226.1 W/m² | 4.4 m²/kW | spur |  | 1 |  |  | 50 Hz | 15/20/25/30/40 m | No | 25.0 m/s | 60.0 m/s |  | conical | coated | Yes |  |  | 65.0 U/min | 54 m/s
212 | 212 | 212 | 212 | 212 | BestWatt BW80 - 80,00 kW - Wind turbine | https://en.wind-turbine-models.com/turbines/2492-bestwatt-bw80 | 1 | 80.0 kW | - | 3.5 m/s |  | 15.9 m | 199.0 m² | 3 | 402.0 W/m² | 2.5 m²/kW | spur |  | 1 |  |  | 50 Hz | 15/20/25/30/40 m | No | 25.0 m/s | 60.0 m/s |  | conical | coated | Yes |  |  | 70.0 U/min | 58 m/s
213 | 213 | 213 | 213 | 213 | bewind BW 6.xM172 - 6,00 MW - Wind turbine | https://en.wind-turbine-models.com/turbines/2289-bewind-bw-6.xm172 | 1 | 6,000.0 kW | - | 3.0 m/s | 10.0 m/s | 172.0 m | 23,235.0 m² | 3 | 258.2 W/m² | 3.9 m²/kW | 84.25m | 2 | 1 |  | Full converter | 50/60 Hz | site specific m | No | 26.0 m/s |  | Carbon-fiber reinforced plastic (CFRP) | conical | coated | Yes |  | S, IIIa
214 | 214 | 214 | 214 | 214 | bewind BW 14.xM225 - 14,00 MW - Wind turbine | https://en.wind-turbine-models.com/turbines/2288-bewind-bw-14.xm225 | 1 | 14,000.0 kW | - | 3.0 m/s | 12.0 m/s | 225.0 m | 39,761.0 m² | 3 | 352.1 W/m² | 2.8 m²/kW | 110m | 2 | 1 |  | Full converter | 50/60 Hz | site specific m | Yes | 30.0 m/s |  | Carbon-fiber reinforced plastic (CFRP) | conical | coated | No |  | S, Ia
215 | 215 | 215 | 215 | 215 | Blaaster DL100 - 3,00 MW - Wind turbine | https://en.wind-turbine-models.com/turbines/430-blaaster-dl100 | 1 | 3,000.0 kW | - |  |  | 100.0 m | 7,854.0 m² | 3 | 382.0 W/m² | 2.6 m²/kW | with out. direct drive |  | 1 |  |  |  | 90 m | No |  |  |  | conical | painted | Yes |  |  |  |  | Siemens
216 | 216 | 216 | 216 | 216 | Blue Max Blue Max - 50,00 kW - Wind turbine | https://en.wind-turbine-models.com/turbines/502-blue-max-blue-max | 1 | 50.0 kW | - | [5 empty] | 0.0 W/m² | 0.0 m²/kW | [7 empty] | No |  |  | Aluminium |  |  | Yes
217 | 217 | 217 | 217 | 217 | Blue Power BlueOne 1kW - 1,00 kW - Wind turbine | https://en.wind-turbine-models.com/turbines/2319-blue-power-blueone-1kw | 1 | 1.0 kW | 1.0 - 1.8 kW | 3.0 m/s | - | 1.1 m | 1.0 m² | 5 | 1,000.0 W/m² | 1.0 m²/kW | steel tube | [5 empty] | site specific m | Yes |  |  |  | cylindrical
218 | 218 | 218 | 218 | 218 | BÖWE W112 - 10,00 kW - Wind turbine | https://en.wind-turbine-models.com/turbines/1444-boewe-w112 | 1 | 10.0 kW | - | 4.0 m/s | 8.0 m/s | 12.0 m | 113.0 m² | 1 | 88.5 W/m² | 11.3 m²/kW | planetary |  |  | 380.0 V |  | 50 Hz | 11 m | No |  |  | GFRP | cylindrical | hot dip galvanized | Yes |  |  | 111.0 U/min | 70 m/s |  | 1:14 | 1,498.0 U/min | [5 empty] | 1980
219 | 219 | 219 | 219 | 219 | boneyards boneyards - Wind turbine | https://en.wind-turbine-models.com/turbines/781-boneyards-boneyards | 1 | - |  | 1.0 m/s |  | 1.0 m | 1.0 m² | 1 | 0.0 W/m² | 0.0 m²/kW |  | 1 |  | 1.0 V |  | 1 Hz | 1 m | No | [5 empty] | Yes |  |  | 1.0 U/min | [10 empty] | 1.0 t
220 | 220 | 220 | 220 | 220 | Bonus B19/120 - 120,00 kW - Wind turbine | https://en.wind-turbine-models.com/turbines/592-bonus-b19-120 | 1 | 120.0 kW | - |  |  | 19.4 m | 295.6 m² | 3 | 406.0 W/m² | 2.5 m²/kW | [7 empty] | No | [5 empty] | Yes
221 | 221 | 221 | 221 | 221 | Bonus B23/150 Gittermast - 150,00 kW - Wind turbine | https://en.wind-turbine-models.com/turbines/189-bonus-b23-150-gittermast | 1 | 150.0 kW | - | 3.5 m/s | 12.5 m/s | 23.0 m | 415.0 m² | 3 | 361.4 W/m² | 2.8 m²/kW | LM 11H | 2 | 1 | 400.0 V | Thyristor | 50 Hz | 30/40 m | No | 25.0 m/s | 57.0 m/s | GFK |  |  | Yes |  |  | 40.0 U/min | 48 m/s | LM Glasfieber | 1:25 | 1,000.0 U/min |  | 8.7 t | 15.0 t | 26.0 t |  |  | 0.7 t
222 | 222 | 222 | 222 | 222 | Bonus B23/150 Konisk Rørtårn - 150,00 kW - Wind turbine | https://en.wind-turbine-models.com/turbines/190-bonus-b23-150-konisk-r-rt-rn | 1 | 150.0 kW | - |  |  | 23.8 m | 445.0 m² | 3 | 337.1 W/m² | 3.0 m²/kW | [6 empty] | 30.0 m | No | [5 empty] | Yes
223 | 223 | 223 | 223 | 223 | Bonus B23/150 Nacelle - 150,00 kW - Wind turbine | https://en.wind-turbine-models.com/turbines/187-bonus-b23-150-nacelle | 1 | 150.0 kW | - | 4.0 m/s | 14.0 m/s | 23.8 m | 445.0 m² |  | 337.1 W/m² | 3.0 m²/kW | Flender |  |  | 415.0 V | asyncron |  | 23 m | No | 28.0 m/s |  |  |  |  | Yes |  |  | 40.0 U/min | 50 m/s |  | 1:24 |  | 2.5 t | 6.0 t | 7.7 t
224 | 224 | 224 | 224 | 224 | Bonus B23/150 Trebenet - 150,00 kW - Wind turbine | https://en.wind-turbine-models.com/turbines/188-bonus-b23-150-trebenet | 1 | 150.0 kW | - |  |  | 23.8 m | 445.0 m² | 3 | 337.1 W/m² | 3.0 m²/kW | [6 empty] | 24.5 m | No | [5 empty] | Yes
225 | 225 | 225 | 225 | 225 | Bonus B31/300 - 300,00 kW - Wind turbine | https://en.wind-turbine-models.com/turbines/191-bonus-b31-300 | 1 | 300.0 kW | - | 3.0 m/s | 13.0 m/s | 31.0 m | 754.8 m² | 3 | 397.5 W/m² | 2.5 m²/kW | LM14.4 | 3 | 1 | 690.0 V | thyristors | 50 Hz | 30.0 m | No | 25.0 m/s |  | GFRP |  |  | Yes |  |  | 31.0 U/min | 50 m/s | LM WindPower | 1:31 | 1,500.0 U/min
226 | 226 | 226 | 226 | 226 | Bonus B33/300 - 300,00 kW - Wind turbine | https://en.wind-turbine-models.com/turbines/711-bonus-b33-300 | 1 | 300.0 kW | - | 3.0 m/s | 13.0 m/s | 33.4 m | 855.0 m² | 3 | 350.9 W/m² | 2.9 m²/kW | LM 14.4 | 3 | 1 | 690.0 V | Thyristor | 50 Hz | 30/40 m | No | 25.0 m/s | 55.0 m/s | GFK | conical | painted | Yes |  |  | 31.0 U/min | 54 m/s | LM Glasfieber | 1:48 | 1,500.0 U/min | 3.5 t | 17.5 t | 16.0 t
227 | 227 | 227 | 227 | 227 | Bonus B35/450 - 450,00 kW - Wind turbine | https://en.wind-turbine-models.com/turbines/122-bonus-b35-450 | 1 | 450.0 kW | - | 4.5 m/s | 17.0 m/s | 35.0 m | 926.0 m² |  | 486.0 W/m² | 2.1 m²/kW | combine spur/planetary gear | 3 |  |  | asynchronous |  |  | Yes | 28.0 m/s | [10 empty] | 1:43
228 | 228 | 228 | 228 | 228 | Bonus B37/450 - 450,00 kW - Wind turbine | https://en.wind-turbine-models.com/turbines/2339-bonus-b37-450 | 1 | 450.0 kW | - | 4.5 m/s | 13.5 m/s | 37.0 m | 1,075.0 m² | 3 | 418.6 W/m² | 2.4 m²/kW | LM 17.0 | 3 | 1 | 690.0 V | thyristors | 50 Hz | 35 / 42 m | No | 25.0 m/s | 57.0 m/s | GFRP | conical | coated | Yes |  |  | 30.0 U/min | 58 m/s | LM Glasfieber | 1:50 | 1,500.0 U/min |  | 24.0 t | 27.0 t |  |  |  | 2.2 t
229 | 229 | 229 | 229 | 229 | Bonus B39/500 - 500,00 kW - Wind turbine | https://en.wind-turbine-models.com/turbines/2340-bonus-b39-500 | 1 | 500.0 kW | - | 4.5 m/s | 13.0 m/s | 39.0 m | 1,195.0 m² | 3 | 418.4 W/m² | 2.4 m²/kW | LM 17.0 | 3 | 1 | 690.0 V | thyristors | 50 Hz | 35 / 40 m | No | 25.0 m/s | 57.0 m/s | GFRP | conical | coated | Yes |  |  | 30.0 U/min | 61 m/s | LM WindPower | 1:50 | 1,500.0 U/min | 10.0 t | 24.0 t | 42.0 t | 76.0 t | 3.0 t | 1994 | 2.3 t
230 | 230 | 230 | 230 | 230 | Bonus B41/600 - 600,00 kW - Wind turbine | https://en.wind-turbine-models.com/turbines/192-bonus-b41-600 | 1 | 600.0 kW | - | 4.5 m/s | 14.5 m/s | 41.0 m | 1,320.0 m² | 3 | 454.5 W/m² | 2.2 m²/kW | LM 19.1 | 3 | 1 | 690.0 V | Thyristor | 50 Hz | 42.3/50 m | No | 25.0 m/s | 57.0 m/s | GFK | conical | painted | Yes |  |  | 29.0 U/min | 62 m/s | LM Glasfieber | 1:50 | 1,500.0 U/min | 10.0 t | 24.0 t | 52.0 t | 86.0 t |  |  | 2.3 t
231 | 231 | 231 | 231 | 231 | Bonus B44/600 - 600,00 kW - Wind turbine | https://en.wind-turbine-models.com/turbines/698-bonus-b44-600 | 1 | 600.0 kW | - | 3.0 m/s | 15.0 m/s | 44.0 m | 1,521.0 m² | 3 | 394.5 W/m² | 2.5 m²/kW | LM 19.1 | 3 | 1 | 690.0 V | Thyristor | 50 Hz | 42/50/55/58 m | No | 25.0 m/s | 55.0 m/s | GFRP | conical | painted | Yes |  |  | 27.0 U/min | 62 m/s | LM Glasfieber |  | 1,500.0 U/min | 14.0 t | 22.5 t | 57.0 t | 93.5 t
232 | 232 | 232 | 232 | 232 | Bonus B54/1000 - 1,00 MW - Wind turbine | https://en.wind-turbine-models.com/turbines/697-bonus-b54-1000 | 1 | 1,000.0 kW | - | 3.0 m/s | 15.0 m/s | 54.2 m | 2,290.0 m² | 3 | 436.7 W/m² | 2.3 m²/kW | LM 26.1 | 3 | 1 | 690.0 V | Thyristor | 50 Hz | 50/60/70 m | No | 25.0 m/s | 55.0 m/s | GFRP | conical | painted | Yes |  |  | 22.0 U/min | 62 m/s | LM Glasfieber | 1:69 | 1,500.0 U/min | 25.0 t | 40.0 t | 90.0 t | 155.0 t | 12.1 t | 1996 | 4.3 t
233 | 233 | 233 | 233 | 233 | Bonus B62/1300 - 1,30 MW - Wind turbine | https://en.wind-turbine-models.com/turbines/1348-bonus-b62-1300 | 1 | 1,300.0 kW | - | 3.0 m/s | 15.0 m/s | 62.0 m | 3,019.0 m² | 3 | 430.6 W/m² | 2.3 m²/kW | B30/LM29 | 3 | 1 | 690.0 V | thyristors | 50 Hz | 68/80/90 m | No | 25.0 m/s | 55.0 m/s | GFRP | conical | painted | Yes |  |  | 19.0 U/min | 62 m/s | Bonus/LM | 1:79 | 1,500.0 U/min | 30.0 t | 50.0 t | 198.0 t | 280.0 t
234 | 234 | 234 | 234 | 234 | Bonus B76/2000 - 2,00 MW - Wind turbine | https://en.wind-turbine-models.com/turbines/121-bonus-b76-2000 | 1 | 2,000.0 kW | - | 3.0 m/s | 15.0 m/s | 76.0 m | 4,500.0 m² |  | 444.4 W/m² | 2.3 m²/kW | 3-stage planetary/helical | 3 |  | 690.0 V | asynchronous |  | 60 / 80.. m | No | 25.0 m/s |  |  |  |  | Yes |  |  | 16.0 U/min | 64 m/s |  | 1:93 |  | 52.0 t | 82.5 t | 81.4 t
235 | 235 | 235 | 235 | 235 | Bonus B82/2300 - 2,30 MW - Wind turbine | https://en.wind-turbine-models.com/turbines/699-bonus-b82-2300 | 1 | 2,300.0 kW | - | 3.5 m/s | 15.0 m/s | 82.4 m | 5,300.0 m² | 3 | 434.0 W/m² | 2.3 m²/kW | B40 | 3 | 1 | 690.0 V | Thyristor | 50.0 Hz | 80/90/100 m | Yes | 25.0 m/s | 55.0 m/s | GFRP | conical | painted |  |  |  | 17.0 U/min | 73 m/s | Bonus | 1:98 | 1,500.0 U/min | 52.0 t | 82.5 t | 252.0 t | 386.5 t
236 | 236 | 236 | 236 | 236 | Bonus 95 - 95,00 kW - Wind turbine | https://en.wind-turbine-models.com/turbines/987-bonus-95 | 1 | 95.0 kW | - |  |  | 18.0 m | 254.0 m² | 3 | 374.0 W/m² | 2.7 m²/kW | [7 empty] | No | [5 empty] | Yes
237 | 237 | 237 | 237 | 237 | Bonus 150 - 150,00 kW - Wind turbine | https://en.wind-turbine-models.com/turbines/47-bonus-150 | 1 | 150.0 kW | - |  |  | 23.0 m | 415.5 m² | 3 | 361.0 W/m² | 2.8 m²/kW | [7 empty] | No | [5 empty] | Yes
238 | 238 | 238 | 238 | 238 | Bornay Wind 13+ - 1,50 kW - Wind turbine | https://en.wind-turbine-models.com/turbines/2146-bornay-wind-13 | 1 | 1.5 kW | - | 3.0 m/s | 12.0 m/s | 2.9 m | 6.4 m² | 2 | 234.4 W/m² | 4.3 m²/kW | direct drive |  | 1 | 220.0 V | Inverter | 50/60 Hz | site specific m | Yes | 60.0 m/s |  | Fiberglass / Carbon Fiber | [5 empty] | 600.0 U/min | 90 m/s
239 | 239 | 239 | 239 | 239 | Bornay Wind 25.2+ - 3,00 kW - Wind turbine | https://en.wind-turbine-models.com/turbines/2147-bornay-wind-25.2 | 1 | 3.0 kW | - | 3.0 m/s | 12.0 m/s | 4.1 m | 12.9 m² | 2 | 232.6 W/m² | 4.3 m²/kW | direct drive |  | 1 | 220.0 V | Inverter | 50/60 Hz | site specific m | Yes | 60.0 m/s |  | Fiberglass / Carbon Fiber | [5 empty] | 400.0 U/min | 85 m/s
240 | 240 | 240 | 240 | 240 | Bornay Wind 25.3+ - 5,00 kW - Wind turbine | https://en.wind-turbine-models.com/turbines/2148-bornay-wind-25.3 | 1 | 5.0 kW | - | 3.0 m/s | 12.0 m/s | 4.1 m | 12.9 m² | 3 | 387.6 W/m² | 2.6 m²/kW | direct drive |  | 1 | 220.0 V | Inverter | 50/60 Hz | site specific m | Yes | 60.0 m/s |  | Fiberglass / Carbon Fiber | [5 empty] | 400.0 U/min | 85 m/s
241 | 241 | 241 | 241 | 241 | Bosted KE 18/4 EH - 18,00 kW - Wind turbine | https://en.wind-turbine-models.com/turbines/170-bosted-ke-18-4-eh | 1 | 18.0 kW | - |  |  | 11.0 m | 95.0 m² | 3 | 189.5 W/m² | 5.3 m²/kW | Lattice | [5 empty] | 20.0 m | No | [5 empty] | Yes
242 | 242 | 242 | 242 | 242 | Bouma 20/11 - 20,00 kW - Wind turbine | https://en.wind-turbine-models.com/turbines/1125-bouma-20-11 | 1 | 20.0 kW | - | 5.0 m/s |  | 11.0 m | 95.0 m² | 3 | 210.5 W/m² | 4.8 m²/kW | spur | [5 empty] | 16.0 m | No | 18.0 m/s |  | fibreglass | 8-sided steel case |  | Yes
243 | 243 | 243 | 243 | 243 | Bouma 75/16 - 75,00 kW - Wind turbine | https://en.wind-turbine-models.com/turbines/1126-bouma-75-16 | 1 | 75.0 kW | - | 5.0 m/s |  | 16.0 m | 201.0 m² | 3 | 373.1 W/m² | 2.7 m²/kW | spur | [5 empty] | 20.0 m | No | 20.0 m/s |  | fibreglass | 8-sided steel case |  | Yes
244 | 244 | 244 | 244 | 244 | Bouma 160/20 - 160,00 kW - Wind turbine | https://en.wind-turbine-models.com/turbines/325-bouma-160-20 | 1 | 160.0 kW | - |  |  | 20.0 m | 314.0 m² | 3 | 509.6 W/m² | 2.0 m²/kW | [6 empty] | 24.0 m | No | [5 empty] | Yes
245 | 245 | 245 | 245 | 245 | Braun Windturbinen ANTARIS 2.5kW - 2,70 kW - Wind turbine | https://en.wind-turbine-models.com/turbines/1944-braun-windturbinen-antaris-2.5kw | 1 | 2.7 kW | - | 2.0 m/s | 12.0 m/s | 3.0 m | 7.0 m² | 3 | 385.7 W/m² | 2.6 m²/kW | direct drive |  | 1 | 400.0 V | separate rectifier | 50 Hz | site specific m | Yes | 15.0 m/s |  | glass-fibre / carbon-fibre laminate | lattice and tubular towers |  |  |  |  | 41,080.0 U/min | 6453 m/s | Braun
246 | 246 | 246 | 246 | 246 | Braun Windturbinen ANTARIS 3.5kW - 3,70 kW - Wind turbine | https://en.wind-turbine-models.com/turbines/1945-braun-windturbinen-antaris-3.5kw | 1 | 3.7 kW | - | 2.0 m/s | 12.0 m/s | 3.5 m | 9.6 m² | 3 | 385.4 W/m² | 2.6 m²/kW | direct drive |  | 1 | 400.0 V |  |  | site specific m | Yes | 15.0 m/s |  | glass-fibre / carbon-fibre laminate | lattice and tubular towers |  |  |  |  | 420.0 U/min | 77 m/s | Braun
247 | 247 | 247 | 247 | 247 | Braun Windturbinen ANTARIS 5.5kW - 6,00 kW - Wind turbine | https://en.wind-turbine-models.com/turbines/1946-braun-windturbinen-antaris-5.5kw | 1 | 6.0 kW | - | 2.0 m/s | 12.0 m/s | 4.0 m | 12.6 m² | 3 | 476.2 W/m² | 2.1 m²/kW | direct drive |  | 1 | 400.0 V | separate rectifier | 50 Hz | site specific m | Yes | 15.0 m/s |  | carbon | lattice and tubular towers |  |  |  |  | 350.0 U/min | 73 m/s | Braun |  | 380.0 U/min
248 | 248 | 248 | 248 | 248 | Braun Windturbinen ANTARIS 7.5kW - 7,50 kW - Wind turbine | https://en.wind-turbine-models.com/turbines/1947-braun-windturbinen-antaris-7.5kw | 1 | 7.5 kW | - | 2.0 m/s | 12.0 m/s | 5.3 m | 22.1 m² | 3 | 339.4 W/m² | 2.9 m²/kW | direct drive |  | 1 | 400.0 V | separate rectifier | 50 Hz | site specific m | Yes | 15.0 m/s |  | glass-fibre / carbon-fibre laminate | lattice and tubular towers |  |  |  |  | 300.0 U/min | 83 m/s | Braun
249 | 249 | 249 | 249 | 249 | Braun Windturbinen ANTARIS 10.0kW - 10,50 kW - Wind turbine | https://en.wind-turbine-models.com/turbines/1948-braun-windturbinen-antaris-10.0kw | 1 | 10.5 kW | - | 2.0 m/s | 12.0 m/s | 6.5 m | 33.2 m² | 3 | 316.3 W/m² | 3.2 m²/kW | direct drive |  | 1 | 400.0 V | separate rectifier | 50 Hz | site specific m | Yes | 15.0 m/s |  | glass-fibre / carbon-fibre laminate | lattice and tubular towers |  |  |  |  | 200.0 U/min | 68 m/s | Braun
250 | 250 | 250 | 250 | 250 | Braun Windturbinen ANTARIS 12.0kW - 12,00 kW - Wind turbine | https://en.wind-turbine-models.com/turbines/2149-braun-windturbinen-antaris-12.0kw | 1 | 12.0 kW | - | 2.5 m/s | 12.0 m/s | 5.8 m | 26.4 m² | 3 | 454.5 W/m² | 2.2 m²/kW | direct drive |  | 1 | 1,000.0 V | Inverter | 50/60 Hz | 7 - 30 m | Yes | 15.0 m/s |  | glass-fibre / carbon-fibre laminate | conical |  |  |  |  | 255.0 U/min | 77 m/s
251 | 251 | 251 | 251 | 251 | British Enfield Co. Andreau Enfield - 100,00 kW - Wind turbine | https://en.wind-turbine-models.com/turbines/1279-british-enfield-co.-andreau-enfield | 1 | 100.0 kW | - | 3.0 m/s | 13.5 m/s | 24.4 m | 467.6 m² | 2 | 213.9 W/m² | 4.7 m²/kW | direct drive |  | 1 | 415.0 V |  | 50.0 Hz | 30.0 m | No | 29.0 m/s |  | steel | conical |  | Yes |  |  |  |  | Britisch Enfield Co. | [7 empty] | 1950
252 | 252 | 252 | 252 | 252 | Britwind H15 Class II - 15,00 kW - Wind turbine | https://en.wind-turbine-models.com/turbines/1694-britwind-h15-class-ii | 1 | 15.0 kW | - |  | 8.5 m/s | 10.4 m | 85.0 m² | 3 | 176.5 W/m² | 5.7 m²/kW | none. direct drive |  | 1 |  |  |  | 18.5 m | No |  | 60.0 m/s |  | conical | painted | Yes |  | IIa | 100.0 U/min | 54 m/s
253 | 253 | 253 | 253 | 253 | Britwind H15 Class IV - 15,00 kW - Wind turbine | https://en.wind-turbine-models.com/turbines/1695-britwind-h15-class-iv | 1 | 15.0 kW | - |  | 6.0 m/s | 13.1 m | 134.8 m² | 3 | 111.3 W/m² | 9.0 m²/kW | none. direct drive |  | 1 |  |  |  | 18 m | No |  | 42.0 m/s |  | conical | painted | Yes |  | IV | 73.0 U/min | 50 m/s
254 | 254 | 254 | 254 | 254 | Britwind R9000 - 5,00 kW - Wind turbine | https://en.wind-turbine-models.com/turbines/1696-britwind-r9000 | 1 | 5.0 kW | - | 3.0 m/s | 11.2 m/s | 5.5 m | 23.8 m² | 3 | 210.1 W/m² | 4.8 m²/kW | none. direct drive |  | 1 |  |  |  | 10/ 12/ 15/18 m | No | 60.0 m/s |  |  | conical | painted | Yes |  | IIa | 200.0 U/min | 58 m/s
255 | 255 | 255 | 255 | 255 | bwu BWU 41-500 - 500,00 kW - Wind turbine | https://en.wind-turbine-models.com/turbines/981-bwu-bwu-41-500 | 1 | 500.0 kW | - | 4.0 m/s | 15.0 m/s | 41.0 m | 1,320.0 m² | 3 | 378.8 W/m² | 2.6 m²/kW | LM 19.1 | 3 | 1 | 690.0 V | Thyristor | 50 Hz | 50 m | No | 25.0 m/s | 70.0 m/s | GFK | conical | painted | Yes |  |  | 26.8 U/min | 58 m/s | LM Glasfieber | 1:56 | 1,515.0 U/min |  | 29.4 t
256 | 256 | 256 | 256 | 256 | bwu BWU 43-600 - 600,00 kW - Wind turbine | https://en.wind-turbine-models.com/turbines/355-bwu-bwu-43-600 | 1 | 600.0 kW | - | 4.0 m/s | 15.0 m/s | 43.0 m | 1,452.0 m² | 3 | 413.2 W/m² | 2.4 m²/kW | LM 19.1 | 3 | 1 | 690.0 V | Thyristor | 50.0 Hz | 50 m | No | 25.0 m/s | 70.0 m/s | GFK | conical | painted | Yes |  |  | 26.0 U/min | 59 m/s | LM Glasfieber | 1:58 | 1,515.0 U/min |  | 32.4 t |  |  |  |  | 1.9 t
257 | 257 | 257 | 257 | 257 | bwu BWU 48-600 - 600,00 kW - Wind turbine | https://en.wind-turbine-models.com/turbines/350-bwu-bwu-48-600 | 1 | 600.0 kW | - | 3.0 m/s | 13.5 m/s | 48.4 m | 1,840.0 m² | 3 | 326.1 W/m² | 3.1 m²/kW | LM 23.2 | 2 | 1 | 690.0 V |  | 50 Hz | 50/65/75 m | No | 20.0 m/s | 60.0 m/s | GFK | conical | coated | Yes |  |  | 21.0 U/min | 53 m/s | LM Glasfieber | 1:67 | 1,520.0 U/min |  | 20.0 t | 80.0 t
258 | 258 | 258 | 258 | 258 | bwu BWU 48-750 - 750,00 kW - Wind turbine | https://en.wind-turbine-models.com/turbines/351-bwu-bwu-48-750 | 1 | 750.0 kW | - | 3.0 m/s | 14.0 m/s | 48.4 m | 1,840.0 m² | 3 | 407.6 W/m² | 2.5 m²/kW | LM 23.2 | 2 | 1 | 690.0 V | thyristors | 50.0 Hz | 50/65/75 m | No | 20.0 m/s | 60.0 m/s | GFK | conical | coated | Yes |  |  | 21.0 U/min | 53 m/s | LM Glasfieber | 1:67 | 1,520.0 U/min | 14.1 t | 20.0 t | 80.0 t | 115.0 t
259 | 259 | 259 | 259 | 259 | bwu BWU 57-1000 - 1,05 MW - Wind turbine | https://en.wind-turbine-models.com/turbines/352-bwu-bwu-57-1000 | 1 | 1,050.0 kW | - | 3.0 m/s | 13.0 m/s | 57.0 m | 2,552.0 m² | 3 | 411.4 W/m² | 2.4 m²/kW | A&R 57 | 3 | 1 | 690.0 V | Thyristor | 50.0 Hz | 55/60/70 m | No | 25.0 m/s | 55.0 m/s | GFK / Epoxy | conical | coated | Yes |  |  | 23.0 U/min | 69 m/s | Abeking & Rasmussen | 1:67 | 1,500.0 U/min | 18.0 t | 63.0 t | 88.0 t | 170.0 t |  |  | 3.6 t
260 | 260 | 260 | 260 | 260 | bwu MD70 - 1,50 MW - Wind turbine | https://en.wind-turbine-models.com/turbines/2040-bwu-md70 | 1 | 1,500.0 kW | - | 3.0 m/s | 11.6 m/s | 70.0 m | 3,850.0 m² | 3 | 389.6 W/m² | 2.6 m²/kW | 34m | 3 | 1 | 690.0 V | IGBT | 50 Hz | 85 m | No | 25.0 m/s | 56.3 m/s | GFRP | conical | painted | Yes | II |  | 19.0 U/min | 70 m/s | LM Glasfiber | 1:95 | 1,800.0 U/min | 31.5 t | 55.0 t |  |  | 15.0 t | 1999 | 5.5 t
261 | 261 | 261 | 261 | 261 | C&F CF 20 - 20,00 kW - Wind turbine | https://en.wind-turbine-models.com/turbines/304-c-f-cf-20 | 1 | 20.0 kW | - | 1.5 m/s | 9.0 m/s | 13.1 m | 135.0 m² | 3 | 148.1 W/m² | 6.8 m²/kW | with out. direct drive | [5 empty] | 20 m | No | 15.0 m/s |  |  |  |  | Yes |  |  | 90.0 U/min | 62 m/s
262 | 262 | 262 | 262 | 262 | C&F CF 60 - 59,90 kW - Wind turbine | https://en.wind-turbine-models.com/turbines/1794-c-f-cf-60 | 1 | 59.9 kW | - | 3.0 m/s | 9.5 m/s | 25.4 m | 491.0 m² | 3 | 122.0 W/m² | 8.2 m²/kW | 12m |  | 1 | 400.0 V | IGBT | 50 Hz | 30/35 m | No | 25.0 m/s | 60.0 m/s | Fiberglass/ Vinyl-ester | conical | painted | Yes |  |  | 38.0 U/min | 51 m/s | C&F Green Energy |  |  | 2.0 t | 10.0 t | 16.0 t
263 | 263 | 263 | 263 | 263 | C&F CF 75 - 75,00 kW - Wind turbine | https://en.wind-turbine-models.com/turbines/1796-c-f-cf-75 | 1 | 75.0 kW | - | 3.0 m/s | 9.5 m/s | 25.4 m | 491.0 m² | 3 | 152.7 W/m² | 6.5 m²/kW | 12m |  | 1 | 400.0 V | IGBT | 50 Hz | 30 m | No | 25.0 m/s | 60.0 m/s | Fiberglass/ Vinyl-ester | conical | painted | Yes |  |  | 38.0 U/min | 51 m/s | C&F Green Energy |  |  | 2.0 t | 10.0 t | 16.0 t | 28.0 t
264 | 264 | 264 | 264 | 264 | C&F CF 100 - 100,00 kW - Wind turbine | https://en.wind-turbine-models.com/turbines/1275-c-f-cf-100 | 1 | 100.0 kW | - | 2.2 m/s | 9.5 m/s | 25.4 m | 506.7 m² | 3 | 197.4 W/m² | 5.1 m²/kW | direct drive |  | 1 | 690.0 V | inverters | 50 Hz |  | No | 35.0 m/s |  | Glass fiber reinforced epoxy |  |  | Yes |  |  | 45.0 U/min | 60 m/s | C&F
265 | 265 | 265 | 265 | 265 | C&F CF 250 - 250,00 kW - Wind turbine | https://en.wind-turbine-models.com/turbines/1797-c-f-cf-250 | 1 | 250.0 kW | - | 3.0 m/s | 9.5 m/s | 35.0 m | 952.0 m² | 3 | 262.6 W/m² | 3.8 m²/kW | 16m |  | 1 | 400.0 V | IGBT | 50 Hz | 35/40/50 m | No | 25.0 m/s | 60.0 m/s | Fiberglass/ Vinyl-ester | conical | painted | Yes |  |  | 38.0 U/min | 70 m/s | C&F Green Energy |  |  | 4.0 t | 12.0 t | 16.0 t | 32.0 t | 1.7 t |  | 0.8 t
266 | 266 | 266 | 266 | 266 | Calorius type 37 - 3,50 kW - Wind turbine | https://en.wind-turbine-models.com/turbines/2166-calorius-type-37 | 1 | 3.5 kW | - |  | 11.0 m/s | 5.0 m | 19.6 m² | 2 | 178.6 W/m² | 5.6 m²/kW | guyed steel tubular | [5 empty] | 9 m | No |  |  |  | conical |  | Yes | [12 empty] | 1993
267 | 267 | 267 | 267 | 267 | Cannon 26/250 - 250,00 kW - Wind turbine | https://en.wind-turbine-models.com/turbines/1352-cannon-26-250 | 1 | 250.0 kW | - | 4.8 m/s |  | 26.0 m | 531.0 m² | 3 | 470.8 W/m² | 2.1 m²/kW | 13m LS(1) | 2 | 1 | 380.0 V | thyristors | 50/60 Hz | 42.7 m | No | 28.9 m/s | 50.6 m/s | fiberglass reinforced with epoxy and polyester |  | hot dip galvanized | Yes | [5 empty] | 1:33 | 1,500.0 U/min
268 | 268 | 268 | 268 | 268 | Carter CWT 25 - 25,00 kW - Wind turbine | https://en.wind-turbine-models.com/turbines/503-carter-cwt-25 | 1 | 25.0 kW | - |  |  | 9.8 m | 77.0 m² | 2 | 324.7 W/m² | 3.1 m²/kW | 4.4 | 2 | 1 | 440.0 V | Thyristor | 50 Hz | 24.5 m | No |  |  | Fiberglas | c | galvanized | Yes |  |  | 120.0 U/min | 61 m/s | Carter Wind Systems | 1:15 | 1,836.0 U/min | 0.1 t | 0.3 t | 1.2 t | 1.8 t
269 | 269 | 269 | 269 | 269 | Carter CWT 300 - 300,00 kW - Wind turbine | https://en.wind-turbine-models.com/turbines/504-carter-cwt-300 | 1 | 300.0 kW | - | 1.8 m/s | 13.4 m/s | 30.0 m | 729.7 m² | 2 | 411.1 W/m² | 2.4 m²/kW | Planetary | 2 | 1 | 480.0 V | Thyristor | 60 Hz | 45/75 m | No | 26.8 m/s | 71.5 m/s | Fiberglas | conical | galvanized | Yes |  |  | 50.0 U/min | 79 m/s | Carter Wind Systems | 1:36 | 1,827.0 U/min | 2.0 t | 3.9 t | 8.1 t | 19.6 t
270 | 270 | 270 | 270 | 270 | Carter CWT 500 - 500,00 kW - Wind turbine | https://en.wind-turbine-models.com/turbines/505-carter-cwt-500 | 1 | 500.0 kW | - | 1.8 m/s | 14.3 m/s | 36.6 m | 1,050.7 m² | 2 | 475.9 W/m² | 2.1 m²/kW | Planetary | 2 | 1 | 480.0 V | Thyristor | 60 Hz | 45/80 m | No | 26.8 m/s | 71.5 m/s | Fiberglas | conical | galvanized | Yes |  |  | 45.0 U/min | 86 m/s |  | 1:40 | 1,836.0 U/min | 1.6 t | 4.5 t | 12.6 t | 22.7 t
271 | 271 | 271 | 271 | 271 | CATUM CA-2.0 MW-WD R93 - 2,00 MW - Wind turbine | https://en.wind-turbine-models.com/turbines/300-catum-ca-2.0-mw-wd-r93 | 1 | 2,000.0 kW | - |  |  | 93.0 m | 6,793.0 m² | 3 | 294.4 W/m² | 3.4 m²/kW | 2-stage gearbox. WinDrive | 2 | 1 | 10,000.0 V | converter less | 50/60 Hz | 80/100 m | No |  |  | GFRP | conical | painted | Yes |  | IIa |  |  | Voith
272 | 272 | 272 | 272 | 272 | CATUM CA-2.0 MW-WD R100 - 2,00 MW - Wind turbine | https://en.wind-turbine-models.com/turbines/1188-catum-ca-2.0-mw-wd-r100 | 1 | 2,000.0 kW | - |  |  | 100.0 m | 7,854.0 m² | 3 | 254.6 W/m² | 3.9 m²/kW | 2-stage with WinDrive | 2 | 1 | 690.0 V | converter less | 50 Hz | 80 / 100 m | No |  |  | GFRP | conical | painted | Yes |  | IIIa |  |  | Voith
273 | 273 | 273 | 273 | 273 | CATUM CA-3.0 MW-WD R110 - 3,00 MW - Wind turbine | https://en.wind-turbine-models.com/turbines/1189-catum-ca-3.0-mw-wd-r110 | 1 | 3,000.0 kW | - | 4.5 m/s | 10.0 m/s | 110.2 m | 9,537.9 m² | 3 | 314.5 W/m² | 3.2 m²/kW | spur/planetary + WinDrive | 2 | 1 | 1,000.0 V | converter less | 50 Hz | 80 / 100 m | No | 25.0 m/s |  | GFRP | conical | painted | Yes |  | IIa |  |  |  | 1:36 | 1,500.0 U/min
274 | 274 | 274 | 274 | 274 | CATUM CA-3.0 MW-WD R120 - 3,00 MW - Wind turbine | https://en.wind-turbine-models.com/turbines/1190-catum-ca-3.0-mw-wd-r120 | 1 | 3,000.0 kW | - | 5.0 m/s | 11.0 m/s | 118.2 m | 10,973.0 m² | 3 | 273.4 W/m² | 3.7 m²/kW | spur/planetary + WinDrive | 2 | 1 | 1,000.0 V | converter less | 50 Hz | 100 / 140* m | No | 25.0 m/s |  | GFRP | conical | painted | Yes |  | IIIa |  |  |  | 1:36 | 1,500.0 U/min
275 | 275 | 275 | 275 | 275 | CHAVA WIND Windleaf2500 VAWT - 25,00 kW - Wind turbine | https://en.wind-turbine-models.com/turbines/2132-chava-wind-windleaf2500-vawt | 1 | 25.0 kW | - | 3.0 m/s | 11.0 m/s | 9.6 m | 92.7 m² | 3 | 269.7 W/m² | 3.7 m²/kW | NACA0018 |  | 1 | 240.0 V | Inverter | 50/60 Hz | 15.7 m | No | 18.0 m/s |  | Carbon Composites | cylindrical | Galvanized Steel | Yes |  |  | 81.0 U/min | 41 m/s |  |  |  |  | 2.2 t | 5.0 t | 7.2 t |  |  | 0.1 t
276 | 276 | 276 | 276 | 276 | CCWE CCWE-1500/77.DF - 1,50 MW - Wind turbine | https://en.wind-turbine-models.com/turbines/297-ccwe-ccwe-1500-77.df | 1 | 1,500.0 kW | - | 3.0 m/s | 11.5 m/s | 70.8 m | 3,937.0 m² | 3 | 381.0 W/m² | 2.6 m²/kW | [6 empty] | 70.0 m | No | 25.0 m/s |  |  |  |  | Yes
277 | 277 | 277 | 277 | 277 | CCWE CCWE-1500/D82 - 1,50 MW - Wind turbine | https://en.wind-turbine-models.com/turbines/301-ccwe-ccwe-1500-d82 | 1 | 1,500.0 kW | - | 3.0 m/s | 11.0 m/s | 82.0 m | 5,278.0 m² | 3 | 284.2 W/m² | 3.5 m²/kW | 40.5 |  | 1 | 690.0 V |  |  | 70/80 m | No | 25.0 m/s | 52.5 m/s | GFRP |  |  | Yes |  |  | 19.2 U/min | 82 m/s |  |  | 17.4 U/min
278 | 278 | 278 | 278 | 278 | CCWE CCWE-1500/82.DF - 1,50 MW - Wind turbine | https://en.wind-turbine-models.com/turbines/298-ccwe-ccwe-1500-82.df | 1 | 1,500.0 kW | - | 3.0 m/s | 11.0 m/s | 82.0 m | 5,278.0 m² | 3 | 284.2 W/m² | 3.5 m²/kW | 40.25 |  | 1 | 690.0 V |  | 50 Hz | 70 m | No | 25.0 m/s | 52.5 m/s | GFRP |  |  | Yes |  |  | 19.0 U/min | 82 m/s |  | 1:104 | 1,800.0 U/min
279 | 279 | 279 | 279 | 279 | CCWE CCWE-3000D/D103 - 3,00 MW - Wind turbine | https://en.wind-turbine-models.com/turbines/302-ccwe-ccwe-3000d-d103 | 1 | 3,000.0 kW | - | 3.0 m/s | 11.5 m/s | 103.0 m | 8,328.0 m² | 3 | 360.2 W/m² | 2.8 m²/kW | 50.3 |  | 1 | 690.0 V |  |  | 85 m | No | 25.0 m/s | 52.5 m/s | GFRP | cone |  | Yes |  |  | 16.4 U/min | 88 m/s |  |  | 14.2 U/min
280 | 280 | 280 | 280 | 280 | CCWE CCWE3600HD - 3,60 MW - Wind turbine | https://en.wind-turbine-models.com/turbines/1699-ccwe-ccwe3600hd | 1 | 3,600.0 kW | - |  |  | 116.0 m | 10,472.0 m² | 3 | 343.8 W/m² | 2.9 m²/kW | [6 empty] | 85 m | No |  |  | GFK |  |  | Yes
281 | 281 | 281 | 281 | 281 | Clipper C89 - 2,50 MW - Wind turbine | https://en.wind-turbine-models.com/turbines/510-clipper-c89 | 1 | 2,500.0 kW | - | 4.0 m/s | 12.5 m/s | 89.0 m | 6,221.0 m² | 3 | 401.9 W/m² | 2.5 m²/kW | 43.2 | 2 | 4 | 690.0 V | IGBT | 60 Hz | 80 m | No | 25.0 m/s | 64.5 m/s | Fiberglas | conical | painted | Yes |  |  | 15.5 U/min | 72 m/s |  |  | 1,133.0 U/min
282 | 282 | 282 | 282 | 282 | Clipper C89 - 2,50 MW - Wind turbine | https://en.wind-turbine-models.com/turbines/509-clipper-c89 | 1 | 2,500.0 kW | - | 4.0 m/s | 12.5 m/s | 89.0 m | 6,221.0 m² | 3 | 401.9 W/m² | 2.5 m²/kW | 43.2 | 2 | 4 | 690.0 V | IGBT | 60.0 Hz | 80.0 m | No | 25.0 m/s | 64.5 m/s | Fiberglas | conical | painted | Yes |  | Ia | 15.5 U/min | 72 m/s |  |  | 1,133.0 U/min
283 | 283 | 283 | 283 | 283 | Clipper C93 - 2,50 MW - Wind turbine | https://en.wind-turbine-models.com/turbines/508-clipper-c93 | 1 | 2,500.0 kW | - | 4.0 m/s | 12.5 m/s | 93.0 m | 6,793.0 m² | 3 | 368.0 W/m² | 2.7 m²/kW | 45.2 | 2 | 4 | 690.0 V | IGBT | 60.0 Hz | 80.0 m | No | 25.0 m/s | 64.5 m/s | Fiberglas | conical | painted | Yes |  | IIa | 15.5 U/min | 75 m/s |  |  | 1,133.0 U/min
284 | 284 | 284 | 284 | 284 | Clipper C96 - 2,50 MW - Wind turbine | https://en.wind-turbine-models.com/turbines/507-clipper-c96 | 1 | 2,500.0 kW | - | 4.0 m/s | 12.5 m/s | 96.0 m | 7,238.0 m² | 3 | 345.4 W/m² | 2.9 m²/kW | 46.7 | 2 | 4 | 690.0 V | IGBT | 60.0 Hz | 80.0 m | No | 25.0 m/s | 70.0 m/s | Fiberglas | conical | painted | Yes |  | IIb | 15.5 U/min | 78 m/s |  |  | 1,133.0 U/min
285 | 285 | 285 | 285 | 285 | Clipper C99 - 2,50 MW - Wind turbine | https://en.wind-turbine-models.com/turbines/506-clipper-c99 | 1 | 2,500.0 kW | - | 4.0 m/s | 12.5 m/s | 99.0 m | 7,698.0 m² | 3 | 324.8 W/m² | 3.1 m²/kW | 48.2 | 2 | 4 | 690.0 V | IGBT | 60.0 Hz | 80.0 m | No | 25.0 m/s | 70.0 m/s | Fiberglas | conical | painted | Yes |  | IIIb | 15.5 U/min | 80 m/s |  |  | 1,133.0 U/min
286 | 286 | 286 | 286 | 286 | Clipper C100 - 2,50 MW - Wind turbine | https://en.wind-turbine-models.com/turbines/87-clipper-c100 | 1 | 2,500.0 kW | - | 4.0 m/s | 12.5 m/s | 100.0 m | 7,854.0 m² | 3 | 318.3 W/m² | 3.1 m²/kW | 48.7 | 2 | 4 | 690.0 V | IGBT | 60.0 Hz | 80.0 m | No | 25.0 m/s | 70.0 m/s | Fiberglas | conical | painted | Yes |  | IIa | 15.5 U/min | 81 m/s |  |  | 1,133.0 U/min
287 | 287 | 287 | 287 | 287 | Codan 150-30 - 150,00 kW - Wind turbine | https://en.wind-turbine-models.com/turbines/2167-codan-150-30 | 1 | 150.0 kW | - |  |  | 23.0 m | 415.0 m² | 3 | 361.4 W/m² | 2.8 m²/kW | [6 empty] | 30 m | No | [5 empty] | Yes | [12 empty] | 1988
288 | 288 | 288 | 288 | 288 | Codan 270-30 - 270,00 kW - Wind turbine | https://en.wind-turbine-models.com/turbines/2168-codan-270-30 | 1 | 270.0 kW | - |  |  | 26.0 m | 531.0 m² | 3 | 508.5 W/m² | 2.0 m²/kW | [6 empty] | 30 m | No | [5 empty] | Yes | [12 empty] | 1991
289 | 289 | 289 | 289 | 289 | Coemi 55/15 - 55,00 kW - Wind turbine | https://en.wind-turbine-models.com/turbines/1434-coemi-55-15 | 1 | 55.0 kW | - | 3.0 m/s | 11.0 m/s | 15.2 m | 181.3 m² | 3 | 303.4 W/m² | 3.3 m²/kW | spur | 2 | 1 |  |  |  | 18/30 m | No | 25.0 m/s | 45.0 m/s | Enhanced Fiber Glass S2 / Resin | cylindrical | hot dip galvanized | Yes |  |  | 59.0 U/min | 47 m/s | ABB |  |  | 0.6 t | 2.9 t
290 | 290 | 290 | 290 | 290 | Concord AWG-10 - 10,00 kW - Wind turbine | https://en.wind-turbine-models.com/turbines/1710-concord-awg-10 | 1 | 10.0 kW | - | 2.5 m/s | 8.6 m/s | 10.0 m | 78.5 m² | 3 | 127.4 W/m² | 7.9 m²/kW | 5.0m |  | 1 |  |  | 50 Hz | 14 m | No | 17.0 m/s | 60.0 m/s | GFRP | conical | painted | Yes |  |  | 80.0 U/min | 42 m/s |  |  |  |  | 0.6 t
291 | 291 | 291 | 291 | 291 | Concord AWG-20 - 20,00 kW - Wind turbine | https://en.wind-turbine-models.com/turbines/1711-concord-awg-20 | 1 | 20.0 kW | - | 2.8 m/s | 9.0 m/s | 14.0 m | 153.9 m² | 3 | 130.0 W/m² | 7.7 m²/kW | 7.0m |  | 1 |  |  | 50 Hz | 16 m | No | 17.5 m/s | 60.0 m/s | GFRP | conical | painted | Yes |  |  | 60.0 U/min | 44 m/s |  |  |  |  | 1.2 t
292 | 292 | 292 | 292 | 292 | Concord AWG-30 - 30,00 kW - Wind turbine | https://en.wind-turbine-models.com/turbines/1712-concord-awg-30 | 1 | 30.0 kW | - | 2.9 m/s | 9.2 m/s | 17.0 m | 226.9 m² | 3 | 132.2 W/m² | 7.6 m²/kW | 8.5m |  | 1 |  |  | 50 Hz | 18 m | No | 18.0 m/s | 60.0 m/s | GFRP | conical | painted | Yes |  |  | 48.0 U/min | 43 m/s |  |  |  |  | 1.8 t
293 | 293 | 293 | 293 | 293 | Concord TG-750M - 750,00 kW - Wind turbine | https://en.wind-turbine-models.com/turbines/1707-concord-tg-750m | 1 | 750.0 kW | - | 3.0 m/s | 11.0 m/s | 58.0 m | 2,642.0 m² | 3 | 283.9 W/m² | 3.5 m²/kW | with a turbogenerator |  | 1 | 690.0 V |  | 50 Hz | 50 m | No | 25.0 m/s | 60.0 m/s | GFRP | conical | painted | Yes |  |  | 27.0 U/min | 82 m/s |  |  |  |  | 49.5 t | 52.0 t | 101.5 t
294 | 294 | 294 | 294 | 294 | Concord TG-1000 - 1,00 MW - Wind turbine | https://en.wind-turbine-models.com/turbines/1708-concord-tg-1000 | 1 | 1,000.0 kW | - | 3.0 m/s | 12.0 m/s | 58.0 m | 2,642.0 m² | 3 | 378.5 W/m² | 2.6 m²/kW | with a turbogenerator |  | 1 | 690.0 V |  | 50 Hz | 50 m | No | 25.0 m/s | 60.0 m/s | GFRP | conical | painted | Yes |  |  | 28.2 U/min | 86 m/s |  |  |  |  | 56.0 t | 58.0 t | 114.0 t
295 | 295 | 295 | 295 | 295 | Concord TG-2500 - 2,50 MW - Wind turbine | https://en.wind-turbine-models.com/turbines/1709-concord-tg-2500 | 1 | 2,500.0 kW | - | 3.0 m/s | 12.0 m/s | 106.0 m | 8,824.0 m² | 3 | 283.3 W/m² | 3.5 m²/kW | with a turbogenerator |  | 1 | 690.0 V |  | 50 Hz | 80 m | No | 25.0 m/s | 60.0 m/s | GFRP | conical | painted | Yes |  |  | 15.0 U/min | 83 m/s |  |  |  |  | 120.0 t | 240.0 t | 360.0 t
296 | 296 | 296 | 296 | 296 | Conergy PowerWind PW56 - 900,00 kW - Wind turbine | https://en.wind-turbine-models.com/turbines/74-conergy-powerwind-pw56 | 1 | 900.0 kW | - | 3.0 m/s | 12.0 m/s | 56.0 m | 2,463.0 m² |  | 365.4 W/m² | 2.7 m²/kW | Pitch | 3 |  | 690.0 V | asyncron/syncron |  | 59-71 m | No | 25.0 m/s |  |  |  |  | Yes |  |  | 28.0 U/min | 82 m/s |  | 1:54.2
297 | 297 | 297 | 297 | 297 | Conergy PowerWind PW90 - 2,50 MW - Wind turbine | https://en.wind-turbine-models.com/turbines/687-conergy-powerwind-pw90 | 1 | 2,500.0 kW | - |  |  | 90.0 m | 6,362.0 m² | 3 | 393.0 W/m² | 2.5 m²/kW | spur/planetary | [6 empty] | No | [5 empty] | Yes |  |  |  |  | Jahnel Kestermann
298 | 298 | 298 | 298 | 298 | CRIEL CT50-16 - 49,99 kW - Wind turbine | https://en.wind-turbine-models.com/turbines/1676-criel-ct50-16 | 1 | 50.0 kW | - | 3.0 m/s | 9.7 m/s | 17.5 m | 240.5 m² | 3 | 207.9 W/m² | 4.8 m²/kW | direct drive |  | 1 | 400.0 V | IGBT | 50 Hz | 25.4 m | No | 25.0 m/s | 52.5 m/s | Fiberglass | conical | painted | Yes |  | IIa | 63.0 U/min | 58 m/s
299 | 299 | 299 | 299 | 299 | CRIEL CT50-26 - 49,99 kW - Wind turbine | https://en.wind-turbine-models.com/turbines/1677-criel-ct50-26 | 1 | 50.0 kW | - | 3.0 m/s | 7.5 m/s | 25.6 m | 514.7 m² | 3 | 97.1 W/m² | 10.3 m²/kW | direct drive |  | 1 | 400.0 V | IGBT | 50 Hz | 30/ 36/ 40 m | No | 25.0 m/s | 63.5 m/s | fiberglass | conical | painted | Yes |  | IIa | 39.0 U/min | 52 m/s
300 | 300 | 300 | 300 | 300 | CRIEL CT60-16 - 60,00 kW - Wind turbine | https://en.wind-turbine-models.com/turbines/1678-criel-ct60-16 | 1 | 60.0 kW | - | 2.7 m/s | 9.9 m/s | 16.0 m | 201.0 m² | 3 | 298.5 W/m² | 3.4 m²/kW | direct drive |  | 1 | 400.0 V | IGBT | 50 Hz | 24 m | No | 25.0 m/s | 52.5 m/s | fiberglass | conical | painted | Yes |  | IIa | 67.0 U/min | 56 m/s
301 | 301 | 301 | 301 | 301 | CRIEL CT60-26 - 59,99 kW - Wind turbine | https://en.wind-turbine-models.com/turbines/1679-criel-ct60-26 | 1 | 60.0 kW | - | 3.0 m/s | 8.5 m/s | 25.6 m | 515.0 m² | 3 | 116.5 W/m² | 8.6 m²/kW | direct drive |  | 1 | 400.0 V | IGBT | 50 Hz | 30/ 36/ 40 m | No | 25.0 m/s | 52.5 m/s | fiberglass | conical | painted | Yes |  | IIa | 45.0 U/min | 60 m/s
302 | 302 | 302 | 302 | 302 | CRIEL CT100-26 - 100,00 kW - Wind turbine | https://en.wind-turbine-models.com/turbines/1680-criel-ct100-26 | 1 | 100.0 kW | - | 3.0 m/s | 11.0 m/s | 25.6 m | 515.0 m² | 3 | 194.2 W/m² | 5.2 m²/kW | direct drive |  | 1 | 400.0 V | IGBT | 50 Hz | 30/ 36/ 40 m | No | 25.0 m/s | 63.5 m/s | fiberglass | conical | painted | Yes |  | IIa | 45.0 U/min | 60 m/s
303 | 303 | 303 | 303 | 303 | CSIC H52-850 - 850,00 kW - Wind turbine | https://en.wind-turbine-models.com/turbines/2069-csic-h52-850 | 1 | 850.0 kW | - | 4.0 m/s | 14.0 m/s | 52.0 m | 2,123.7 m² | 3 | 400.2 W/m² | 2.5 m²/kW | planetary / parallel |  | 1 | 690.0 V | IGBT | 50 Hz | 62 m | No | 20.0 m/s |  |  | conical | painted | Yes |  | IIa | [5 empty] | 20.0 t | 32.0 t |  |  | 10.4 t |  | 3.2 t
304 | 304 | 304 | 304 | 304 | CSIC H56-850 - 850,00 kW - Wind turbine | https://en.wind-turbine-models.com/turbines/2070-csic-h56-850 | 1 | 850.0 kW | - | 3.5 m/s | 13.0 m/s | 56.0 m | 2,463.0 m² | 3 | 345.1 W/m² | 2.9 m²/kW | planetary / parallel |  | 1 | 690.0 V | IGBT | 50 Hz | 62 m | No | 20.0 m/s |  |  | conical | painted | Yes |  | IIIa | [5 empty] | 20.0 t | 32.0 t |  |  | 10.4 t |  | 3.2 t
305 | 305 | 305 | 305 | 305 | CSIC H60-850 - 850,00 kW - Wind turbine | https://en.wind-turbine-models.com/turbines/2071-csic-h60-850 | 1 | 850.0 kW | - | 3.0 m/s | 12.0 m/s | 60.0 m | 2,827.4 m² | 3 | 300.6 W/m² | 3.3 m²/kW | planetary / parallel |  | 1 | 690.0 V | IGBT | 50 Hz | 62 m | No | 20.0 m/s |  |  | conical | painted | Yes |  | IIIa | [5 empty] | 20.0 t | 32.0 t |  |  | 10.4 t |  | 3.2 t
306 | 306 | 306 | 306 | 306 | CSIC H87-2.0 - 2,00 MW - Wind turbine | https://en.wind-turbine-models.com/turbines/2072-csic-h87-2.0 | 1 | 2,000.0 kW | - | 3.0 m/s | 10.9 m/s | 87.0 m | 5,944.6 m² | 3 | 336.4 W/m² | 3.0 m²/kW | planetary / parallel |  | 1 | 690.0 V | IGBT | 50 Hz | 70 / 80 m | No | 25.0 m/s |  |  | conical | painted | Yes |  | Ib |  |  |  |  | 1,755.0 U/min | 45.0 t | 87.0 t |  |  | 18.9 t |  | 8.7 t
307 | 307 | 307 | 307 | 307 | CSIC H93-2.0 - 2,00 MW - Wind turbine | https://en.wind-turbine-models.com/turbines/2073-csic-h93-2.0 | 1 | 2,000.0 kW | - | 3.0 m/s | 10.8 m/s | 93.0 m | 6,792.9 m² | 3 | 294.4 W/m² | 3.4 m²/kW | planetary / parallel |  | 1 | 690.0 V | IGBT | 50 Hz | 70 / 80 m | No | 25.0 m/s |  |  | conical | painted | Yes |  | Ib |  |  |  |  | 1,755.0 U/min | 45.3 t | 87.0 t |  |  | 18.9 t |  | 8.8 t
308 | 308 | 308 | 308 | 308 | CSIC H102-2.0 - 2,00 MW - Wind turbine | https://en.wind-turbine-models.com/turbines/2074-csic-h102-2.0 | 1 | 2,000.0 kW | - | 3.0 m/s | 10.2 m/s | 102.0 m | 8,171.2 m² | 3 | 244.8 W/m² | 4.1 m²/kW | planetary / parallel |  | 1 | 690.0 V | IGBT | 50 Hz | 70 / 80 / 85 m | No | 25.0 m/s |  |  | conical | painted | Yes |  | IIa |  |  |  |  | 1,755.0 U/min | 48.0 t | 87.0 t |  |  | 19.5 t |  | 9.5 t
309 | 309 | 309 | 309 | 309 | CSIC H111-2.0 - 2,00 MW - Wind turbine | https://en.wind-turbine-models.com/turbines/2075-csic-h111-2.0 | 1 | 2,000.0 kW | - | 3.0 m/s | 9.6 m/s | 111.0 m | 9,676.8 m² | 3 | 206.7 W/m² | 4.8 m²/kW | planetary / parallel |  | 1 | 690.0 V | IGBT | 50 Hz | 70 / 80 / 100 / 120 m | No | 25.0 m/s |  |  | conical | painted | Yes |  | IIa, IIIa |  |  |  |  | 1,755.0 U/min | 54.8 t | 87.0 t |  |  | 20.0 t |  | 11.6 t
310 | 310 | 310 | 310 | 310 | CSIC H117-2.0 - 2,00 MW - Wind turbine | https://en.wind-turbine-models.com/turbines/2076-csic-h117-2.0 | 1 | 2,000.0 kW | - | 3.0 m/s | 9.0 m/s | 117.0 m | 10,751.3 m² | 3 | 186.0 W/m² | 5.4 m²/kW | planetary / parallel |  | 1 | 690.0 V | IGBT | 50 Hz | 80 / 85 / 100 / 120 m | No | 22.0 m/s |  |  | conical | painted | Yes |  | S, IIIa |  |  |  |  | 1,755.0 U/min | 57.0 t | 87.0 t |  |  | 21.0 t |  | 12.0 t
311 | 311 | 311 | 311 | 311 | CSIC H120-2.0 - 2,00 MW - Wind turbine | https://en.wind-turbine-models.com/turbines/2077-csic-h120-2.0 | 1 | 2,000.0 kW | - | 3.0 m/s | 9.0 m/s | 120.0 m | 11,309.7 m² | 3 | 176.8 W/m² | 5.7 m²/kW | planetary / parallel |  | 1 | 690.0 V | IGBT | 50 Hz | 80 / 85 / 100 / 120 m | No | 22.0 m/s |  |  | conical | painted | Yes |  | IIIb |  |  |  |  | 1,755.0 U/min | 57.3 t | 87.0 t |  |  | 21.3 t |  | 12.0 t
312 | 312 | 312 | 312 | 312 | CSIC H120-2.2 - 2,20 MW - Wind turbine | https://en.wind-turbine-models.com/turbines/2079-csic-h120-2.2 | 1 | 2,200.0 kW | - | 3.0 m/s | 9.3 m/s | 120.0 m | 11,309.7 m² | 3 | 194.5 W/m² | 5.1 m²/kW | planetary / parallel |  | 1 | 690.0 V | IGBT | 50 Hz | 80 / 85 / 100 / 120 m | No | 22.0 m/s |  |  | conical | painted | Yes |  | IIb |  |  |  |  | 1,765.0 U/min | 57.3 t | 87.0 t |  |  | 21.3 t |  | 12.0 t
313 | 313 | 313 | 313 | 313 | CSIC H123-2.0 - 2,00 MW - Wind turbine | https://en.wind-turbine-models.com/turbines/2078-csic-h123-2.0 | 1 | 2,000.0 kW | - | 3.0 m/s | 9.0 m/s | 123.0 m | 11,882.2 m² | 3 | 168.3 W/m² | 5.9 m²/kW | planetary / parallel |  | 1 | 690.0 V | IGBT | 50 Hz | 80 / 85 / 100 / 120 m | No | 22.0 m/s |  |  | conical | painted | Yes | [6 empty] | 1,755.0 U/min | 59.4 t | 87.0 t |  |  | 21.0 t |  | 12.8 t
314 | 314 | 314 | 314 | 314 | CSIC H128-5.0 - 5,00 MW - Wind turbine | https://en.wind-turbine-models.com/turbines/2054-csic-h128-5.0 | 1 | 5,000.0 kW | - | 3.5 m/s | 11.8 m/s | 128.0 m | 12,867.9 m² | 3 | 388.6 W/m² | 2.6 m²/kW | synchronous permanent |  | 1 | 690.0 V | IGBT | 50 Hz | 87 m | Yes | 25.0 m/s |  |  | conical | painted |  |  | Ib |  |  | LM Wind Power |  |  | 137.0 t | 217.0 t |  |  | 70.4 t |  | 22.2 t
315 | 315 | 315 | 315 | 315 | CSIC H136-3.0 - 3,00 MW - Wind turbine | https://en.wind-turbine-models.com/turbines/2065-csic-h136-3.0 | 1 | 3,000.0 kW | - | 3.0 m/s | 9.5 m/s | 136.0 m | 14,526.7 m² | 3 | 206.5 W/m² | 4.8 m²/kW | double-fed induction |  | 1 | 690.0 V | IGBT | 50/60 Hz | 90 / 100 / 120 m | No | 22.0 m/s |  |  | conical | painted | Yes |  | IIb | [5 empty] | 92.0 t | 120.0 t |  |  | 39.5 t |  | 17.5 t
316 | 316 | 316 | 316 | 316 | CSIC H140-3.0 - 3,00 MW - Wind turbine | https://en.wind-turbine-models.com/turbines/2066-csic-h140-3.0 | 1 | 3,000.0 kW | - | 3.0 m/s | 9.2 m/s | 140.0 m | 15,393.8 m² | 3 | 194.9 W/m² | 5.1 m²/kW | double-fed induction |  | 1 | 690.0 V | IGBT | 50/60 Hz | 90 / 100 / 120 m | No | 22.0 m/s |  |  | conical | painted | Yes |  | IIIa | [5 empty] | 92.0 t | 120.0 t |  |  | 35.0 t |  | 19.0 t
317 | 317 | 317 | 317 | 317 | CSIC H146-3.0 - 3,00 MW - Wind turbine | https://en.wind-turbine-models.com/turbines/2067-csic-h146-3.0 | 1 | 3,000.0 kW | - | 3.0 m/s | 9.1 m/s | 146.0 m | 16,741.5 m² | 3 | 179.2 W/m² | 5.6 m²/kW | double-fed induction |  | 1 | 690.0 V | IGBT | 50/60 Hz | 90 / 100 / 120 m | No | 22.0 m/s |  |  | conical | painted | Yes |  | IIIb | [5 empty] | 92.0 t | 120.0 t |  |  | 33.5 t |  | 19.5 t
318 | 318 | 318 | 318 | 318 | CSIC H146-3.2 - 3,20 MW - Wind turbine | https://en.wind-turbine-models.com/turbines/2068-csic-h146-3.2 | 1 | 3,200.0 kW | - | 3.0 m/s | 9.5 m/s | 146.0 m | 16,741.5 m² | 3 | 191.1 W/m² | 5.2 m²/kW | double-fed induction |  | 1 | 690.0 V | IGBT | 50/60 Hz | 90 / 100 / 120 m | No | 22.0 m/s |  |  | conical | painted | Yes |  | S | [5 empty] | 92.0 t | 122.0 t |  |  | 33.5 t |  | 19.5 t
319 | 319 | 319 | 319 | 319 | CSIC H151-5.0 - 5,00 MW - Wind turbine | https://en.wind-turbine-models.com/turbines/2055-csic-h151-5.0 | 1 | 5,000.0 kW | - | 3.5 m/s | 10.5 m/s | 151.0 m | 17,907.8 m² | 3 | 279.2 W/m² | 3.6 m²/kW | synchronous permanent |  | 1 | 690.0 V | IGBT | 50 Hz | 97 m | Yes | 25.0 m/s |  |  | conical | painted |  |  | Ib, IIIb |  |  | LM Wind Power |  |  | 154.0 t | 217.0 t |  |  | 72.1 t |  | 27.3 t
320 | 320 | 320 | 320 | 320 | CSIC H152-6.2 - 6,20 MW - Wind turbine | https://en.wind-turbine-models.com/turbines/2057-csic-h152-6.2 | 1 | 6,200.0 kW | - | 3.5 m/s | 11.0 m/s | 152.0 m | 18,145.8 m² | 3 | 341.7 W/m² | 2.9 m²/kW | synchronous permanent |  | 1 | 690.0 V | IGBT | 50 Hz | 97 m | Yes | 25.0 m/s |  |  | conical | painted |  |  | Ib |  |  | LM Wind Power |  |  | 155.0 t | 219.0 t |  |  | 71.0 t |  | 28.0 t
321 | 321 | 321 | 321 | 321 | CSIC H171-5.0 - 5,00 MW - Wind turbine | https://en.wind-turbine-models.com/turbines/2056-csic-h171-5.0 | 1 | 5,000.0 kW | - | 3.5 m/s | 9.5 m/s | 171.0 m | 22,965.8 m² | 3 | 217.7 W/m² | 4.6 m²/kW | synchronous permanent |  | 1 | 690.0 V | IGBT | 50 Hz | 107 m | Yes | 25.0 m/s |  |  | conical | painted |  |  | S, IIIb |  |  | LM Wind Power |  |  | 155.0 t | 217.0 t |  |  | 79.4 t |  | 25.2 t
322 | 322 | 322 | 322 | 322 | CSR WT1500-D82 - 1,50 MW - Wind turbine | https://en.wind-turbine-models.com/turbines/1252-csr-wt1500-d82 | 1 | 1,500.0 kW | - | 3.0 m/s | 10.5 m/s | 82.0 m | 5,281.0 m² | 3 | 284.0 W/m² | 3.5 m²/kW | steel tube | [5 empty] | 70/80 m | No | 25.0 m/s | 52.5 m/s |  | conical | painted | Yes |  | IIIa
323 | 323 | 323 | 323 | 323 | CSR WT1500-D88 - 1,50 MW - Wind turbine | https://en.wind-turbine-models.com/turbines/1253-csr-wt1500-d88 | 1 | 1,500.0 kW | - | 3.0 m/s | 10.0 m/s | 88.0 m | 6,082.0 m² | 3 | 246.6 W/m² | 4.1 m²/kW | steel tube | [5 empty] | 70/80 m | No | 23.0 m/s | 52.5 m/s |  | conical | painted | Yes |  | IIIb
324 | 324 | 324 | 324 | 324 | CSR WT1500-D93 - 1,50 MW - Wind turbine | https://en.wind-turbine-models.com/turbines/1254-csr-wt1500-d93 | 1 | 1,500.0 kW | - | 3.0 m/s | 9.5 m/s | 93.0 m | 6,792.9 m² | 3 | 220.8 W/m² | 4.5 m²/kW | steel tube | [5 empty] | 70/80 m | No | 20.0 m/s | 52.5 m/s |  | conical | painted | Yes |  | IIIb
325 | 325 | 325 | 325 | 325 | CSR WT1650-D77 - 1,65 MW - Wind turbine | https://en.wind-turbine-models.com/turbines/128-csr-wt1650-d77 | 1 | 1,650.0 kW | - | 3.0 m/s | 12.0 m/s | 77.4 m | 4,708.0 m² | 3 | 350.5 W/m² | 2.9 m²/kW | [6 empty] | 70 m | No | 25.0 m/s | 59.5 m/s |  |  |  | Yes |  |  | 20.0 U/min | 81 m/s |  |  |  | 36.0 t | 59.1 t | 130.0 t |  | 17.5 t |  | 17.4 t
326 | 326 | 326 | 326 | 326 | CSR WT2000-D93 - 2,00 MW - Wind turbine | https://en.wind-turbine-models.com/turbines/1255-csr-wt2000-d93 | 1 | 2,000.0 kW | - | 3.0 m/s | 10.5 m/s | 93.0 m | 6,792.9 m² | 3 | 294.4 W/m² | 3.4 m²/kW | steel tube | [5 empty] | 80/85 m | No | 25.0 m/s | 59.5 m/s |  | conical | painted | Yes |  | IIa
327 | 327 | 327 | 327 | 327 | CSR WT2000-D103 - 2,00 MW - Wind turbine | https://en.wind-turbine-models.com/turbines/1256-csr-wt2000-d103 | 1 | 2,000.0 kW | - | 3.0 m/s | 10.0 m/s | 103.0 m | 8,332.0 m² | 3 | 240.0 W/m² | 4.2 m²/kW | steel tube | [5 empty] | 80/85 m | No | 23.0 m/s | 59.5 m/s |  | conical | painted | Yes |  | IIIa
328 | 328 | 328 | 328 | 328 | CSR WT2000-D110 - 2,00 MW - Wind turbine | https://en.wind-turbine-models.com/turbines/1257-csr-wt2000-d110 | 1 | 2,000.0 kW | - | 3.0 m/s | 9.5 m/s | 110.0 m | 9,503.0 m² | 3 | 210.5 W/m² | 4.8 m²/kW | steel tube | [5 empty] | 80/85 m | No | 20.0 m/s | 59.5 m/s |  | conical | painted | Yes |  | S
329 | 329 | 329 | 329 | 329 | CSR WT2500-D103 - 2,50 MW - Wind turbine | https://en.wind-turbine-models.com/turbines/1258-csr-wt2500-d103 | 1 | 2,500.0 kW | - | 3.0 m/s | 11.0 m/s | 103.0 m | 8,332.0 m² | 3 | 300.0 W/m² | 3.3 m²/kW | steel tube | [5 empty] | 80 m | No | 23.0 m/s | 52.5 m/s |  | conical | painted | Yes |  | IIIa
330 | 330 | 330 | 330 | 330 | CSR WT2500-D110 - 2,50 MW - Wind turbine | https://en.wind-turbine-models.com/turbines/1259-csr-wt2500-d110 | 1 | 2,500.0 kW | - | 3.0 m/s | 10.5 m/s | 110.0 m | 9,503.0 m² | 3 | 263.1 W/m² | 3.8 m²/kW | steel tube | [5 empty] | 80 m | No | 23.0 m/s | 52.5 m/s |  | conical | painted | Yes |  | IIIb
331 | 331 | 331 | 331 | 331 | CSR WT5000-D128 - 5,00 MW - Wind turbine | https://en.wind-turbine-models.com/turbines/1260-csr-wt5000-d128 | 1 | 5,000.0 kW | - | 3.0 m/s | 12.0 m/s | 128.0 m | 12,868.0 m² | 3 | 388.6 W/m² | 2.6 m²/kW | steel tube | [5 empty] | 90 m | Yes | 25.0 m/s | 70.0 m/s |  | conical | painted |  |  | Ib
332 | 332 | 332 | 332 | 332 | CWEL C 30 / 250 KW - 250,00 kW - Wind turbine | https://en.wind-turbine-models.com/turbines/443-cwel-c-30-250-kw | 1 | 250.0 kW | - | 4.0 m/s | 14.5 m/s | 29.6 m | 688.0 m² | 3 | 363.4 W/m² | 2.8 m²/kW | LM 13.4 | 3.0 | 1 | 415.0 V | Thyristor | 60 Hz | 50 m | No | 25.0 m/s | 60.0 m/s | GFK |  | galvanized | Yes |  |  |  |  | LM Glasfieber | 1:38 | 1,512.0 U/min | 4.3 t | 7.3 t | 25.0 t | 36.5 t
333 | 333 | 333 | 333 | 333 | D.M. Heide 6-blade wind motor klapsejler - Wind turbine | https://en.wind-turbine-models.com/turbines/909-d.m.-heide-6-blade-wind-motor-klapsejler | 1 | - |  |  |  | 3.5 m | 9.6 m² | 6 | 0.0 W/m² | 0.0 m²/kW | Lattice | [5 empty] | 8.5 m | No |  |  |  |  | painted | Yes |  |  |  |  | D.M. Heide
334 | 334 | 334 | 334 | 334 | Dan Force DK 22 - 150,00 kW - Wind turbine | https://en.wind-turbine-models.com/turbines/178-dan-force-dk-22 | 1 | 150.0 kW | - |  |  | 21.8 m | 373.2 m² | 3 | 401.9 W/m² | 2.5 m²/kW | [6 empty] | 26.0 m | No | [5 empty] | Yes
335 | 335 | 335 | 335 | 335 | Dana Turbine - 11,00 kW - Wind turbine | https://en.wind-turbine-models.com/turbines/1461-dana-turbine | 1 | 11.0 kW | - |  |  | 10.0 m | 78.5 m² | 3 | 140.1 W/m² | 7.1 m²/kW | lattice | [5 empty] | 10 m | No |  |  | wood |  |  | Yes | [12 empty] | 1981
336 | 336 | 336 | 336 | 336 | Dana Holger Danske HD1 - 5,50 kW - Wind turbine | https://en.wind-turbine-models.com/turbines/1874-dana-holger-danske-hd1 | 1 | 5.5 kW | - | 3.0 m/s | 10.0 m/s | 5.0 m | 19.6 m² | 3 | 280.6 W/m² | 3.6 m²/kW | NACA 4415 |  | 1 |  | thyristor | 50 Hz | 10 m | No | 17.0 m/s |  | glasfiberameret poyester | cylindrical | painted | Yes |  |  |  |  | VEM | [7 empty] | 1978
337 | 337 | 337 | 337 | 337 | Dana Holger Danske HD2 - 22,00 kW - Wind turbine | https://en.wind-turbine-models.com/turbines/1875-dana-holger-danske-hd2 | 1 | 22.0 kW | - |  |  | 10.0 m | 78.5 m² | 3 | 280.3 W/m² | 3.6 m²/kW | induction |  | 1 |  |  | 50 Hz |  | No |  |  |  |  | hot dip galvanized | Yes | [12 empty] | 1979
338 | 338 | 338 | 338 | 338 | DWP D75/15 - 75,00 kW - Wind turbine | https://en.wind-turbine-models.com/turbines/1387-dwp-d75-15 | 1 | 75.0 kW | - | 4.0 m/s | 18.0 m/s | 15.3 m | 184.0 m² | 3 | 407.6 W/m² | 2.5 m²/kW | NACA 44 series |  | 1 | 480.0 V | thyristors | 60 Hz | 24 m | No | 30.0 m/s | 66.0 m/s | fiberglass reinforced polyester |  | hot dip galvanized | Yes |  |  | 55.0 U/min | 44 m/s | Aerostar | 1:23 | 1,200.0 U/min | 1.7 t | 5.8 t | 6.5 t | 14.0 t
339 | 339 | 339 | 339 | 339 | DWP D90/19 - 90,00 kW - Wind turbine | https://en.wind-turbine-models.com/turbines/542-dwp-d90-19 | 1 | 90.0 kW | - | 4.0 m/s |  | 19.0 m | 284.0 m² | 3 | 316.9 W/m² | 3.2 m²/kW | induction |  | 1 | 480.0 V |  |  | 24.0 m | No | 30.0 m/s | 66.0 m/s | fiberglass reinforced polyester | conical | hot dip galvanized | Yes |  |  | 50.0 U/min | 50 m/s | LM Glasfieber |  | 1,200.0 U/min
340 | 340 | 340 | 340 | 340 | DWP D110/19 - 110,00 kW - Wind turbine | https://en.wind-turbine-models.com/turbines/1388-dwp-d110-19 | 1 | 110.0 kW | - | 4.0 m/s | 18.0 m/s | 19.2 m | 289.0 m² | 3 | 380.6 W/m² | 2.6 m²/kW | NACA 44 series |  | 1 | 480.0 V | thyristors | 60 Hz | 24 m | No | 30.0 m/s | 66.0 m/s | fiberglass reinforced polyester |  | hot dip galvanized | Yes |  |  | 45.0 U/min | 45 m/s | Aerostar | 1:27 | 1,200.0 U/min | 2.6 t | 6.3 t | 8.2 t | 17.1 t
341 | 341 | 341 | 341 | 341 | DWP D150/22 - 150,00 kW - Wind turbine | https://en.wind-turbine-models.com/turbines/543-dwp-d150-22 | 1 | 150.0 kW | - | 4.0 m/s |  | 22.2 m | 387.0 m² | 3 | 387.6 W/m² | 2.6 m²/kW | induction |  | 1 | 480.0 V |  |  | 24.0 m | No | 25.0 m/s | 66.0 m/s | fiberglass reinforced polyester |  | hot dip galvanized | Yes |  |  | 42.0 U/min | 49 m/s | LM Glasfieber |  | 1,200.0 U/min
342 | 342 | 342 | 342 | 342 | DWP D150/24 - 150,00 kW - Wind turbine | https://en.wind-turbine-models.com/turbines/544-dwp-d150-24 | 1 | 150.0 kW | - | 4.0 m/s |  | 23.6 m | 437.0 m² | 3 | 343.2 W/m² | 2.9 m²/kW | induction |  | 1 | 480.0 V |  |  | 24.0 m | No | 25.0 m/s | 66.0 m/s | fiberglass reinforced polyester |  | hot dip galvanized | Yes |  |  | 40.0 U/min | 49 m/s | LM Glasfieber |  | 1,200.0 U/min
343 | 343 | 343 | 343 | 343 | DWP D175/24 - 175,00 kW - Wind turbine | https://en.wind-turbine-models.com/turbines/545-dwp-d175-24 | 1 | 175.0 kW | - | 4.0 m/s |  | 23.6 m | 437.0 m² | 3 | 400.5 W/m² | 2.5 m²/kW | induction |  | 1 | 480.0 V |  |  | 24.0 m | No | 25.0 m/s | 66.0 m/s | fiberglass reinforced polyester |  | hot dip galvanized | Yes |  |  | 40.0 U/min | 49 m/s | LM Glasfieber |  | 1,200.0 U/min
344 | 344 | 344 | 344 | 344 | DWP D300/28 - 300,00 kW - Wind turbine | https://en.wind-turbine-models.com/turbines/2169-dwp-d300-28 | 1 | 300.0 kW | - |  |  | 28.0 m | 616.0 m² | 3 | 487.0 W/m² | 2.1 m²/kW | induction |  | 1 | 480.0 V |  |  |  | No |  |  | fiberglass reinforced polyester |  |  | Yes |  |  |  |  | LM Glasfieber
345 | 345 | 345 | 345 | 345 | DWT Danish Wind Tech Windane 5 - 4,00 kW - Wind turbine | https://en.wind-turbine-models.com/turbines/1391-dwt-danish-wind-tech-windane-5 | 1 | 4.0 kW | - | 4.5 m/s | 11.5 m/s | 5.0 m | 19.6 m² | 2 | 204.1 W/m² | 4.9 m²/kW | parallel shaft | 2.0 | 1 | 380.0 V |  | 50 Hz | 12 m | No |  | 80.0 m/s | GFRP | cylindrical | hot dip galvanized | Yes |  |  |  |  | DWT
346 | 346 | 346 | 346 | 346 | DWT Danish Wind Tech Windane 9 - 15,00 kW - Wind turbine | https://en.wind-turbine-models.com/turbines/1368-dwt-danish-wind-tech-windane-9 | 1 | 15.0 kW | - | 4.0 m/s | 17.0 m/s | 9.0 m | 69.4 m² | 2 | 216.1 W/m² | 4.6 m²/kW | 4.5m | 2.0 | 1 | 380.0 V |  | 36/50/60 Hz | 18.6 m | No | 25.0 m/s | 70.0 m/s | GFRP | cylindrical | hot dip galvanized or painted | Yes |  |  | 101.0 U/min | 48 m/s | DWT | 1:15 | 1,530.0 U/min | 0.3 t | 0.7 t | 1.5 t | 2.4 t |  | 1983
347 | 347 | 347 | 347 | 347 | DWT Danish Wind Tech Windane 10 - 18,50 kW - Wind turbine | https://en.wind-turbine-models.com/turbines/1390-dwt-danish-wind-tech-windane-10 | 1 | 18.5 kW | - | 4.5 m/s | 14.0 m/s | 9.6 m | 72.4 m² | 2 | 255.5 W/m² | 3.9 m²/kW | 4.8m | 2.0 | 1.0 | 380.0 V |  | 50/60 Hz | 18.6 m | No |  | 70.0 m/s | GFRP | cylindrical | hot dip galvanized or painted | Yes |  |  | 120.0 U/min | 60 m/s | DWT | 1:13 | 1,500.0 U/min | 0.3 t |  | 1.5 t | 2.4 t
348 | 348 | 348 | 348 | 348 | DWT Danish Wind Tech Windane 12 - 18,50 kW - Wind turbine | https://en.wind-turbine-models.com/turbines/1369-dwt-danish-wind-tech-windane-12 | 1 | 18.5 kW | - | 4.5 m/s | 12.5 m/s | 12.0 m | 113.1 m² | 2 | 163.6 W/m² | 6.1 m²/kW | NACA 4412-24 | 2.0 | 1 | 380.0 V | thyristors | 50 Hz | 18.6 m | No |  | 70.0 m/s | Fiberglass | cylindrical | painted | Yes |  |  | 83.0 U/min | 52 m/s | DWT | 1:18 | 1,500.0 U/min | [5 empty] | 1984
349 | 349 | 349 | 349 | 349 | DWT Danish Wind Tech Windane 29 - 265,00 kW - Wind turbine | https://en.wind-turbine-models.com/turbines/1389-dwt-danish-wind-tech-windane-29 | 1 | 265.0 kW | - | 5.5 m/s | 13.5 m/s | 29.3 m | 674.0 m² | 3 | 393.2 W/m² | 2.5 m²/kW | NACA 44xx | 3.0 | 1 | 480.0 V | thyristors | 50 Hz | 29 m | No | 25.0 m/s | 67.0 m/s | GFRP | lattice | hot dip galvanized | Yes |  |  | 42.0 U/min | 64 m/s | DWT | 1:43 | 1,500.0 U/min | 8.5 t | 11.5 t |  |  | 4.2 t | 1982 | 1.5 t
350 | 350 | 350 | 350 | 350 | DWT Danish Wind Tech Windane 31 - 300,00 kW - Wind turbine | https://en.wind-turbine-models.com/turbines/1370-dwt-danish-wind-tech-windane-31 | 1 | 300.0 kW | - | 6.0 m/s | 13.5 m/s | 30.8 m | 745.0 m² | 3 | 402.7 W/m² | 2.5 m²/kW | 14.8m | 3.0 | 1 | 480.0 V | thyristors | 50/60 Hz | 32.0 m | No | 25.0 m/s | 67.0 m/s | GFRP | conical | painted | Yes |  |  | 42.0 U/min | 68 m/s | DWT | 1:43 | 1,500.0 U/min | 9.7 t | 14.5 t | 54.3 t | 78.5 t | 5.2 t | 1985 | 1.5 t
351 | 351 | 351 | 351 | 351 | DWT Danish Wind Tech Windane 34 - 400,00 kW - Wind turbine | https://en.wind-turbine-models.com/turbines/194-dwt-danish-wind-tech-windane-34 | 1 | 400.0 kW | - | 5.5 m/s | 14.0 m/s | 34.0 m | 908.0 m² | 3 | 440.5 W/m² | 2.3 m²/kW | 16.5m | 3.0 | 1.0 | 660.0 V | thyristors | 50.0 Hz | 32.0 m | No | 25.0 m/s | 70.0 m/s | GFRP | conical | painted | Yes |  |  | 35.0 U/min | 62 m/s | DWT | 1:43 | 1,520.0 U/min | 9.7 t | 14.5 t | 17.7 t | 41.9 t | 3.7 t |  | 2.0 t
352 | 352 | 352 | 352 | 352 | DWT Danish Wind Tech Windane 34 US - 400,00 kW - Wind turbine | https://en.wind-turbine-models.com/turbines/567-dwt-danish-wind-tech-windane-34-us | 1 | 400.0 kW | - | 5.0 m/s | 13.0 m/s | 34.8 m | 951.0 m² | 3 | 420.6 W/m² | 2.4 m²/kW | 16.8m | 3.0 | 1.0 | 660.0 V | thyristors | 60.0 Hz | 32.0 m | No | 25.0 m/s | 56.0 m/s | GFRP | conical | hot dip galvanized or painted | Yes |  |  | 38.0 U/min | 69 m/s | DWT | 1:48 | 1,840.0 U/min | 8.0 t | 10.3 t | 18.0 t | 36.3 t | 3.2 t |  | 1.6 t
353 | 353 | 353 | 353 | 353 | DWT Danish Wind Tech Windane 40 - 750,00 kW - Wind turbine | https://en.wind-turbine-models.com/turbines/1367-dwt-danish-wind-tech-windane-40 | 1 | 750.0 kW | - | 5.0 m/s | 14.5 m/s | 40.0 m | 1,256.6 m² | 3 | 596.8 W/m² | 1.7 m²/kW | 19.4 m | 3.0 | 1.0 | 6,600.0 V |  | 50.0 Hz | 45.0 m | No | 25.0 m/s | 70.0 m/s | fiberglass reinforced polyester | conical | painted | Yes |  |  | 32.0 U/min | 67 m/s | DWT | 1:48 | 1,520.0 U/min | 19.0 t | 51.0 t | 47.0 t | 117.0 t | 11.0 t | 1987 | 2.7 t
354 | 354 | 354 | 354 | 354 | Danish Wind Turbines 22 kW - 22,00 kW - Wind turbine | https://en.wind-turbine-models.com/turbines/1393-danish-wind-turbines-22-kw | 1 | 22.0 kW | - |  |  | 10.7 m | 90.0 m² | 3 | 244.4 W/m² | 4.1 m²/kW | AeroStar 5 |  | 1 | 380.0 V | thyristors | 50 Hz | 12/18 m | No |  |  | fiberglass reinforced polyester |  | hot galvanized | Yes |  |  | 73.0 U/min | 41 m/s | alternegy a/s
355 | 355 | 355 | 355 | 355 | Danish Wind Turbines 33 kW - 33,00 kW - Wind turbine | https://en.wind-turbine-models.com/turbines/1396-danish-wind-turbines-33-kw | 1 | 33.0 kW | - |  |  | 10.7 m | 90.0 m² | 3 | 366.7 W/m² | 2.7 m²/kW | AeroStar 5 |  | 1 | 440.0 V | thyristors | 60.0 Hz | 12/18 m | No |  |  | fiberglass reinforced polyester |  | hot galvanized | Yes |  |  | 80.0 U/min | 45 m/s | alternegy a/s
356 | 356 | 356 | 356 | 356 | Danish Wind Turbines 60 kW - 60,00 kW - Wind turbine | https://en.wind-turbine-models.com/turbines/1394-danish-wind-turbines-60-kw | 1 | 60.0 kW | - |  |  | 16.3 m | 208.0 m² | 3 | 288.5 W/m² | 3.5 m²/kW | AeroStar 7.5 |  | 2 | 380.0 V | thyristors | 50 Hz | 18/24 m | No |  |  | fiberglass reinforced polyester |  | hot galvanized | Yes |  |  | 47.0 U/min | 40 m/s | alternegy a/s
357 | 357 | 357 | 357 | 357 | Danish Wind Turbines 75 kW Lolland - 75,00 kW - Wind turbine | https://en.wind-turbine-models.com/turbines/314-danish-wind-turbines-75-kw-lolland | 1 | 75.0 kW | - |  |  | 15.3 m | 184.0 m² | 3 | 407.6 W/m² | 2.5 m²/kW | AeroStar 7.5 |  | 2 | 440.0 V | thyristors | 60.0 Hz | 18/24 m | No |  |  | fiberglass reinforced polyester |  | hot galvanized | Yes |  |  | 49.0 U/min | 39 m/s | alternegy a/s
358 | 358 | 358 | 358 | 358 | Danish Wind Turbines 100 kW - 100,00 kW - Wind turbine | https://en.wind-turbine-models.com/turbines/1395-danish-wind-turbines-100-kw | 1 | 100.0 kW | - |  |  | 20.6 m | 333.0 m² | 3 | 300.3 W/m² | 3.3 m²/kW | AeroStar 10 |  | 2 | 380.0 V | thyristors | 50.0 Hz | 18/24 m | No |  |  | fiberglass reinforced polyester |  | hot galvanized | Yes |  |  | 36.0 U/min | 39 m/s | alternegy a/s
359 | 359 | 359 | 359 | 359 | Danish Wind Turbines 120 kW - 120,00 kW - Wind turbine | https://en.wind-turbine-models.com/turbines/1397-danish-wind-turbines-120-kw | 1 | 120.0 kW | - |  |  | 20.6 m | 333.0 m² | 3 | 360.4 W/m² | 2.8 m²/kW | AeroStar 10 |  | 2 | 440.0 V | thyristors | 60.0 Hz | 18/24 m | No |  |  | fiberglass reinforced polyester |  | hot galvanized | Yes |  |  | 39.0 U/min | 42 m/s | alternegy a/s
360 | 360 | 360 | 360 | 360 | DANmark 11 - 22,00 kW - Wind turbine | https://en.wind-turbine-models.com/turbines/231-danmark-11 | 1 | 22.0 kW | - |  |  | 11.0 m | 95.0 m² | 3 | 231.6 W/m² | 4.3 m²/kW | Lattice | [6 empty] | No | [5 empty] | Yes
361 | 361 | 361 | 361 | 361 | DANmark 17 - 75,00 kW - Wind turbine | https://en.wind-turbine-models.com/turbines/232-danmark-17 | 1 | 75.0 kW | - |  |  | 17.0 m | 227.0 m² | 3 | 330.4 W/m² | 3.0 m²/kW | LM 8 | [5 empty] | 24.0 m | No |  |  | GFRP |  |  | Yes |  |  | 50.0 U/min | 45 m/s | LM Wind Power
362 | 362 | 362 | 362 | 362 | DANmark 27 - 150,00 kW - Wind turbine | https://en.wind-turbine-models.com/turbines/233-danmark-27 | 1 | 150.0 kW | - |  |  | 27.0 m |  |  | 0.0 W/m² | 0.0 m²/kW | [7 empty] | No | [5 empty] | Yes
363 | 363 | 363 | 363 | 363 | DANmark DK 36-500 - 525,00 kW - Wind turbine | https://en.wind-turbine-models.com/turbines/999-danmark-dk-36-500 | 1 | 525.0 kW | - | 4.0 m/s | 16.0 m/s | 36.0 m | 1,018.0 m² | 3 | 515.7 W/m² | 1.9 m²/kW | LM 17 | 3.0 | 1 | 400.0 V |  | 50 Hz | 41 m | No | 25.0 m/s | 67.0 m/s | GFRP | conical | painted | Yes |  |  | 31.0 U/min | 58 m/s | LM Glasfieber | 1:49 | 1,500.0 U/min | 7.8 t | 24.0 t | 26.0 t | 58.0 t | 3.0 t |  | 1.6 t
364 | 364 | 364 | 364 | 364 | DANREGN Bonus 22 - 22,00 kW - Wind turbine | https://en.wind-turbine-models.com/turbines/2364-danregn-bonus-22 | 1 | 22.0 kW | - | 3.0 m/s | 13.0 m/s | 10.0 m | 78.5 m² | 3 | 280.3 W/m² | 3.6 m²/kW | Økær 5 | 2.0 | 1 | 400.0 V | thyristors | 50 Hz | 18 / 24 m | No | 28.0 m/s | 67.0 m/s | fiberglass | tapering | galvanized | Yes |  |  |  |  | Økær |  | 1,500.0 U/min | [5 empty] | 1979
365 | 365 | 365 | 365 | 365 | DANREGN Bonus 30 - 30,00 kW - Wind turbine | https://en.wind-turbine-models.com/turbines/185-danregn-bonus-30 | 1 | 30.0 kW | - | 4.0 m/s | 18.0 m/s | 11.0 m | 95.0 m² | 3 | 315.8 W/m² | 3.2 m²/kW | Økær 5 | 2.0 | 1 | 400.0 V | thyristors | 50 Hz | 18.0 / 24 m | No | 25.0 m/s | 67.0 m/s | fiberglass | tapering | galvanized | Yes |  |  |  |  | Økær |  | 1,500.0 U/min | [5 empty] | 1980
366 | 366 | 366 | 366 | 366 | DANREGN Bonus 55 - 55,00 kW - Wind turbine | https://en.wind-turbine-models.com/turbines/184-danregn-bonus-55 | 1 | 55.0 kW | - | 3.0 m/s | 13.0 m/s | 16.2 m | 207.0 m² | 3 | 265.7 W/m² | 3.8 m²/kW | AeroStar 7.5 | 2.0 | 1 | 415.0 V | thyristors | 50 Hz | 24 m | No | 28.0 m/s | 67.0 m/s | fiberglass | tapering | galvanized | Yes |  |  |  |  | AeroStar |  | 1,500.0 U/min | [5 empty] | 1982
367 | 367 | 367 | 367 | 367 | DANREGN Bonus 65 - 65,00 kW - Wind turbine | https://en.wind-turbine-models.com/turbines/591-danregn-bonus-65 | 1 | 65.0 kW | - | 3.0 m/s | 13.0 m/s | 15.2 m | 181.0 m² | 3 | 359.1 W/m² | 2.8 m²/kW | AeroStar 7.5 | 2.0 | 2 | 400.0 V | thyristors | 60 Hz | 24 m | No | 28.0 m/s | 67.0 m/s | fiberglass | tapering | Hot-dip galvanized | Yes |  |  |  |  | AeroStar |  | 1,016.0 U/min | [5 empty] | 1982
368 | 368 | 368 | 368 | 368 | DANREGN Bonus 95 - 95,00 kW - Wind turbine | https://en.wind-turbine-models.com/turbines/186-danregn-bonus-95 | 1 | 95.0 kW | - | 3.0 m/s | 13.0 m/s | 19.4 m | 296.0 m² | 3 | 320.9 W/m² | 3.1 m²/kW | AeroStar 9 | 2.0 | 2 | 415.0 V | thyristors | 50 Hz | 24.5 m | No | 28.0 m/s | 67.0 m/s | Fiberglass reinforced polyester | tapering | galvanized | Yes |  |  |  |  | AeroStar |  | 1,500.0 U/min | [5 empty] | 1985
369 | 369 | 369 | 369 | 369 | DANREGN Bonus 100 - 100,00 kW - Wind turbine | https://en.wind-turbine-models.com/turbines/2363-danregn-bonus-100 | 1 | 100.0 kW | - | 3.0 m/s | 12.0 m/s | 19.4 m | 296.0 m² | 3 | 337.8 W/m² | 3.0 m²/kW | Aerostar 9 | 2.0 | 1 | 400.0 V | thyristors | 50 Hz | 24.5 m | No | 28.0 m/s | 67.0 m/s | Fiberglass reinforced polyester |  |  | Yes |  |  |  |  | AeroStar |  | 1,500.0 U/min
370 | 370 | 370 | 370 | 370 | Dansk Vindkraft Indu GIROMIL DVI 15/2 - 15,00 kW - Wind turbine | https://en.wind-turbine-models.com/turbines/2365-dansk-vindkraft-indu-giromil-dvi-15-2 | 1 | 15.0 kW | - | 5.0 m/s | 14.0 m/s | 9.0 m | 49.0 m² | 3 | 306.1 W/m² | 3.3 m²/kW | NACA 0015 | 2.0 | 1 | 380.0 V |  |  | 9.95 m | No | 25.0 m/s | 40.0 m/s | aluminium | cylindrical | coated | Yes |  |  | 50.0 U/min | 24 m/s |  | 1:30 | 1,500.0 U/min |  |  |  | 4.5 t |  | 1979
371 | 371 | 371 | 371 | 371 | Danwin Danwin 23 - 180,00 kW - Wind turbine | https://en.wind-turbine-models.com/turbines/221-danwin-danwin-23 | 1 | 180.0 kW | - | 5.0 m/s | 13.0 m/s | 23.2 m | 423.0 m² | 3 | 425.5 W/m² | 2.4 m²/kW | 10.52m |  |  | 400.0 V | thyristors | 50.0 Hz | 30.0 m | No | 25.0 m/s |  | GRP | conical | painted | Yes |  |  | 42.8 U/min | 52 m/s |  | 1:35 | 1,500.0 U/min | 3.0 t | 5.9 t | 10.4 t | 19.3 t | 0.9 t |  | 0.7 t
372 | 372 | 372 | 372 | 372 | Danwin Danwin 23/160 - 160,00 kW - Wind turbine | https://en.wind-turbine-models.com/turbines/599-danwin-danwin-23-160 | 1 | 160.0 kW | - | 4.0 m/s | 13.0 m/s | 23.0 m | 415.0 m² | 3 | 385.5 W/m² | 2.6 m²/kW | LM 11 |  | 1 | 480.0 V | Thyristor | 60 Hz | 22.5/23 m | No | 25.0 m/s | 67.0 m/s | GFK | conical | painted | Yes |  |  | 42.0 U/min | 51 m/s | LM Glasfieber |  | 1,800.0 U/min | 5.0 t | 7.5 t | 13.0 t | 25.5 t
373 | 373 | 373 | 373 | 373 | Danwin Danwin 24/150 - 150,00 kW - Wind turbine | https://en.wind-turbine-models.com/turbines/222-danwin-danwin-24-150 | 1 | 150.0 kW | - | 3.0 m/s | 14.0 m/s | 24.0 m | 452.0 m² | 3 | 331.9 W/m² | 3.0 m²/kW | LM 11 with 63.200 NACA | 3.0 | 1 | 690.0 V | thyristors | 50/60 Hz | 30 m | No | 25.0 m/s | 67.0 m/s | GFRP | conical | painted | Yes |  |  |  |  | LM WindPower |  | 1,500.0 U/min | [5 empty] | 1988 | 0.7 t
374 | 374 | 374 | 374 | 374 | Danwin Danwin 24/180 - 180,00 kW - Wind turbine | https://en.wind-turbine-models.com/turbines/1470-danwin-danwin-24-180 | 1 | 180.0 kW | - | 4.0 m/s | 12.0 m/s | 24.0 m | 452.0 m² | 3 | 398.2 W/m² | 2.5 m²/kW | 10.52 |  |  | 400.0 V |  | 50 Hz | 30 m | No | 25.0 m/s |  | GFRP | conical | painted | Yes |  |  | 40.0 U/min | 50 m/s |  | 1:35 | 1,500.0 U/min | 3.0 t | 5.9 t | 10.4 t | 19.7 t | 1.3 t |  | 0.7 t
375 | 375 | 375 | 375 | 375 | Danwin Danwin 24/200 - 200,00 kW - Wind turbine | https://en.wind-turbine-models.com/turbines/223-danwin-danwin-24-200 | 1 | 200.0 kW | - | 4.0 m/s |  | 24.0 m | 453.0 m² | 3 | 441.5 W/m² | 2.3 m²/kW | spur | 3.0 | 1 | 690.0 V | thyristors | 50 Hz | 30 / 40 m | No | 25.0 m/s |  |  | conical | coated | Yes | [6 empty] | 1,500.0 U/min |  | 7.6 t | 13.3 t
376 | 376 | 376 | 376 | 376 | Danwin Danwin 27/225 - 225,00 kW - Wind turbine | https://en.wind-turbine-models.com/turbines/1642-danwin-danwin-27-225 | 1 | 225.0 kW | - | 4.0 m/s | 14.0 m/s | 27.0 m | 573.0 m² | 3 | 392.7 W/m² | 2.5 m²/kW | LM | 3.0 | 1 | 400.0 V | thyristor | 50 Hz | 30/39 m | No | 25.0 m/s | 67.0 m/s | GFRP | conical | painted | Yes |  |  | 37.8 U/min | 53 m/s | LM Glasfiber | 1:40 | 1,500.0 U/min | 3.5 t | 7.6 t | 13.3 t | 25.0 t |  |  | 0.8 t
377 | 377 | 377 | 377 | 377 | DDIS DDIS60 - 800,00 kW - Wind turbine | https://en.wind-turbine-models.com/turbines/568-ddis-ddis60 | 1 | 800.0 kW | - | 3.0 m/s | 10.3 m/s | 60.0 m | 2,830.0 m² | 3 | 282.7 W/m² | 3.5 m²/kW | EU 60.1400 |  | 1.0 | 690.0 V | IGBT | 50.0 Hz | 50/60 m | No | 20.0 m/s |  | GFRP | conical | painted | Yes |  | IIIa | 26.6 U/min | 84 m/s | DDIS |  |  | 20.0 t | 25.0 t
378 | 378 | 378 | 378 | 378 | DeimosWind DT 2160 - 60,00 kW - Wind turbine | https://en.wind-turbine-models.com/turbines/705-deimoswind-dt-2160 | 1 | 60.0 kW | - | 3.0 m/s | 8.5 m/s | 21.5 m | 362.0 m² | 3 | 165.7 W/m² | 6.0 m²/kW | Down wind | 4.0 | 1 | 400.0 V | Direct | 50/60 Hz | 30-60 m | No | 25.0 m/s | 70.0 m/s | Reinforced kevlar | Cone - stage | high thickness Zn bath | Yes |  |  | 48.0 U/min | 54 m/s | Deimos Wind | 1:34 | 1,530.0 U/min | 1.5 t | 3.5 t | 8.5 t | 13.5 t | 0.3 t |  | 0.4 t
379 | 379 | 379 | 379 | 379 | DeimosWind DT 2169 - 60,00 kW - Wind turbine | https://en.wind-turbine-models.com/turbines/702-deimoswind-dt-2169 | 1 | 60.0 kW | - | 3.2 m/s | 8.5 m/s | 21.5 m | 362.0 m² | 3 | 165.7 W/m² | 6.0 m²/kW | Naca | 4.0 | 1 | 400.0 V | Direct | 50/60 Hz | 30-60 m | No | 25.0 m/s | 70.0 m/s | Fiberglass & Kevlar | Cone | high thickness Zn bath | Yes |  |  | 48.0 U/min | 54 m/s | Deimos Wind | 1:35 | 1,530.0 U/min | 1.5 t | 3.5 t | 8.5 t | 13.5 t | 0.3 t |  | 0.4 t
380 | 380 | 380 | 380 | 380 | Delta Energy Delta 150 - 150,00 kW - Wind turbine | https://en.wind-turbine-models.com/turbines/1978-delta-energy-delta-150 | 1 | 150.0 kW | - | [5 empty] | 0.0 W/m² | 0.0 m²/kW | induction |  |  | 480.0 V |  |  |  | No | [5 empty] | Yes
381 | 381 | 381 | 381 | 381 | Dencon 80/17 - 80,00 kW - Wind turbine | https://en.wind-turbine-models.com/turbines/2351-dencon-80-17 | 1 | 80.0 kW | 15.0 - 80.0 kW | 3.0 m/s | 12.0 m/s | 17.0 m | 227.0 m² | 3 | 352.4 W/m² | 2.8 m²/kW | NACA 63-2 | 2.0 | 2 | 415.0 V | thyristors | 50 Hz | 23 m | No | 23.0 m/s | - | fiberglass |  |  | Yes |  |  | 48.4 U/min | 43 m/s | LM Glasfiber | 1:21 | 1,016.0 U/min | 1.2 t |  | 7.0 t |  | 0.4 t |  | 0.3 t
382 | 382 | 382 | 382 | 382 | Dencon 95/17 - 95,00 kW - Wind turbine | https://en.wind-turbine-models.com/turbines/2350-dencon-95-17 | 1 | 95.0 kW | - | 3.0 m/s | 12.0 m/s | 17.0 m | 227.0 m² | 3 | 418.5 W/m² | 2.4 m²/kW | NACA 63-2 | 2.0 | 2 | 480.0 V | thyristors | 60 Hz | 23 m | No | 23.0 m/s |  | Fiberglass | conical | coated | Yes |  |  | 48.4 U/min | 43 m/s | Aerostar | 1:21 | 1,016.0 U/min | 1.2 t |  | 3.5 t |  | 0.4 t |  | 0.3 t
383 | 383 | 383 | 383 | 383 | Dencon Tornado 200/26 - 200,00 kW - Wind turbine | https://en.wind-turbine-models.com/turbines/1876-dencon-tornado-200-26 | 1 | 200.0 kW | - | 3.0 m/s | 12.0 m/s | 25.5 m | 510.0 m² | 3 | 392.2 W/m² | 2.6 m²/kW | NACA 44 | 3.0 | 1 | 415.0 V | thyristor | 50 Hz | 31.5 m | No | 25.0 m/s |  | fiberglass | conical / lattice | paintet / hot dip galvanized | Yes |  |  | 34.0 U/min | 45 m/s | AeroStar | 1:30 | 1,016.0 U/min |  |  | 10.3 t |  | 0.7 t |  | 1.4 t
384 | 384 | 384 | 384 | 384 | Dencon Tornado 250/26 - 250,00 kW - Wind turbine | https://en.wind-turbine-models.com/turbines/180-dencon-tornado-250-26 | 1 | 250.0 kW | - | 3.0 m/s | 12.0 m/s | 25.5 m | 531.0 m² | 3 | 470.8 W/m² | 2.1 m²/kW | NACA 44 / AeroStar 12 | 3.0 | 1 | 400.0 V | thyristor | 50/60 Hz | 31.5 m | No | 25.0 m/s |  | Fiberglass | conical | painted | Yes |  |  | 34.0 U/min | 45 m/s | AeroStar | 1:30 | 1,000.0 U/min | 4.9 t |  |  |  | 0.7 t |  | 1.4 t
385 | 385 | 385 | 385 | 385 | DESA A300 - 300,00 kW - Wind turbine | https://en.wind-turbine-models.com/turbines/796-desa-a300 | 1 | 300.0 kW | - | 5.0 m/s | 12.0 m/s | 30.0 m | 755.0 m² | 3 | 397.4 W/m² | 2.5 m²/kW | 14.99 | 2.0 | 1 | 660.0 V | IGBT | 50 Hz | 30 m | No | 25.0 m/s | 56.0 m/s | GFRP | conical | painted | Yes |  |  | 43.2 U/min | 68 m/s | Flender | 1:35 | 1,500.0 U/min |  | 12.8 t | 14.5 t
386 | 386 | 386 | 386 | 386 | DESA A600 - 600,00 kW - Wind turbine | https://en.wind-turbine-models.com/turbines/797-desa-a600 | 1 | 600.0 kW | - | [5 empty] | 0.0 W/m² | 0.0 m²/kW | [7 empty] | No | [5 empty] | Yes
387 | 387 | 387 | 387 | 387 | desconocido desconocido - Wind turbine | https://en.wind-turbine-models.com/turbines/974-desconocido-desconocido | 1 | - | [6 empty] | 0.0 W/m² | 0.0 m²/kW | [7 empty] | No | [5 empty] | Yes
388 | 388 | 388 | 388 | 388 | DFVLR DEBRA-25 - 100,00 kW - Wind turbine | https://en.wind-turbine-models.com/turbines/429-dfvlr-debra-25 | 1 | 100.0 kW | - |  |  | 25.0 m | 491.0 m² | 3 | 203.7 W/m² | 4.9 m²/kW | DFVLR-25 |  | 2 | 690.0 V | Thyristor | 50 Hz | 22 m | No |  |  | GFRP | tube with steel cables | painted | Yes |  |  | 50.0 U/min | 65 m/s | Aeroconstruct | [7 empty] | 1988 | 0.3 t
389 | 389 | 389 | 389 | 389 | DeWind D4 41/500 - 500,00 kW - Wind turbine | https://en.wind-turbine-models.com/turbines/413-dewind-d4-41-500 | 1 | 500.0 kW | - | 2.5 m/s | 13.0 m/s | 41.0 m | 1,320.0 m² | 3 | 378.8 W/m² | 2.6 m²/kW | RL 41 | 3.0 | 1 | 690.0 V | IGBT | 50 Hz | 55.0 m | No | 25.0 m/s | 70.0 m/s | GFK | conical | painted | Yes |  |  | 30.0 U/min | 64 m/s | Rotorline | 1:52 | 1,500.0 U/min |  | 24.0 t | 50.0 t |  |  |  | 1.7 t
390 | 390 | 390 | 390 | 390 | DeWind D4 46/600 - 600,00 kW - Wind turbine | https://en.wind-turbine-models.com/turbines/731-dewind-d4-46-600 | 1 | 600.0 kW | - | 2.5 m/s | 11.5 m/s | 46.0 m | 1,661.9 m² | 3 | 361.0 W/m² | 2.8 m²/kW | LM/APX | 3.0 | 1 | 690.0 V | IGBT | 50 Hz | 55/60/70 m | No | 19.0 m/s | 48.2 m/s | GFK | conical | painted | Yes |  |  | 29.2 U/min | 70 m/s | LM Glasfieber/Aerpac | 1:45 | 1,500.0 U/min | 11.5 t | 24.0 t | 63.0 t | 98.5 t | 2.5 t | 1998 | 3.0 t
391 | 391 | 391 | 391 | 391 | DeWind D4 48/600 - 600,00 kW - Wind turbine | https://en.wind-turbine-models.com/turbines/388-dewind-d4-48-600 | 1 | 600.0 kW | - | 2.5 m/s | 11.5 m/s | 48.0 m | 1,808.0 m² | 3 | 331.9 W/m² | 3.0 m²/kW | LM/APX/NOI/R48 | 3.0 | 1.0 | 690.0 V | IGBT | 50.0 Hz | 60/70 m | No | 19.0 m/s | 60.0 m/s | GFK | conical | painted | Yes |  |  | 29.2 U/min | 73 m/s | LM/APX/NOI/Rotorline | 1:45 | 1,330.0 U/min | 11.5 t | 24.0 t | 63.0 t | 100.0 t | 5.0 t |  | 2.0 t
392 | 392 | 392 | 392 | 392 | DeWind D6 62/1250 - 1,25 MW - Wind turbine | https://en.wind-turbine-models.com/turbines/4-dewind-d6-62-1250 | 1 | 1,250.0 kW | - | 2.8 m/s | 12.5 m/s | 62.3 m | 3,019.0 m² | 3 | 414.0 W/m² | 2.4 m²/kW | LM 29 | 3.0 | 1 | 690.0 V | IGBT | 50 Hz | 65.6 m | No | 25.0 m/s | 60.0 m/s | GFK / Epoxy | conical | painted | Yes |  |  | 26.1 U/min | 85 m/s | LM Glasfieber | 1:52 | 1,000.0 U/min | 30.0 t | 44.0 t | 72.0 t
393 | 393 | 393 | 393 | 393 | DeWind D6 62/1000 - 1,00 MW - Wind turbine | https://en.wind-turbine-models.com/turbines/252-dewind-d6-62-1000 | 1 | 1,000.0 kW | - | 2.5 m/s | 11.5 m/s | 62.0 m | 3,019.0 m² | 3 | 331.2 W/m² | 3.0 m²/kW | LM 29 | 3.0 | 1 | 690.0 V | IGBT | 50 Hz | 68.5 / 91.5 m | No | 23.0 m/s | 60.0 m/s | GFK | conical | painted | Yes |  |  | 25.2 U/min | 82 m/s | LM Glasfieber | 1:54 | 1,000.0 U/min | 30.0 t | 44.0 t | 120.0 t | 194.0 t | 12.0 t | 1999 | 6.0 t
394 | 394 | 394 | 394 | 394 | DeWind D6 64/1250 - 1,25 MW - Wind turbine | https://en.wind-turbine-models.com/turbines/399-dewind-d6-64-1250 | 1 | 1,250.0 kW | - | 2.5 m/s | 12.3 m/s | 64.3 m | 3,217.0 m² | 3 | 388.6 W/m² | 2.6 m²/kW | LM | 3.0 | 1 | 690.0 V | IGBT | 50 Hz | 68/91.5 m | No | 25.0 m/s | 60.0 m/s | GFK / Epoxy | conical | painted | Yes |  |  | 24.8 U/min | 83 m/s | LM Glasfieber/ Bonus | 1:54 | 1,000.0 U/min | 30.0 t | 44.0 t | 116.0 t
395 | 395 | 395 | 395 | 395 | DeWind D8 - 2,00 MW - Wind turbine | https://en.wind-turbine-models.com/turbines/1010-dewind-d8 | 1 | 2,000.0 kW | - | 3.0 m/s | 13.5 m/s | 80.0 m | 5,027.0 m² | 3 | 397.9 W/m² | 2.5 m²/kW | DW80 | 3.0 | 1 | 690.0 V | IGBT | 50 Hz | 80/100 m | No | 25.0 m/s | 57.4 m/s | GFK/CFK | conical | painted | Yes |  |  | 20.7 U/min | 87 m/s | Polymarin | 1:94 | 1,500.0 U/min | 35.0 t | 65.0 t | 160.0 t | 260.0 t
396 | 396 | 396 | 396 | 396 | DeWind D8.2 WinDrive® - 2,00 MW - Wind turbine | https://en.wind-turbine-models.com/turbines/85-dewind-d8.2-windrive | 1 | 2,000.0 kW | - | 4.9 m/s | 15.0 m/s | 80.0 m | 5,026.0 m² |  | 397.9 W/m² | 2.5 m²/kW | combined spur / planetary gear WinDrive |  |  | 10.0 V | synchronous 4 pole |  | 100 m | No | 25.0 m/s |  |  |  |  | Yes |  |  | 18.0 U/min | 75 m/s |  |  |  |  | 73.0 t | 155.0 t
397 | 397 | 397 | 397 | 397 | DeWind D9.1 - 2,00 MW - Wind turbine | https://en.wind-turbine-models.com/turbines/910-dewind-d9.1 | 1 | 2,000.0 kW | - | 3.0 m/s | 12.0 m/s | 93.0 m | 6,792.9 m² | 3 | 294.4 W/m² | 3.4 m²/kW | spur/planetary | 3.0 | 1.0 | 690.0 V | IGBT | 50/60 Hz | 80 / 100 m | No | 25.0 m/s | 60.0 m/s | GFK und CFK | conical | painted | Yes |  | IIa | 15.7 U/min | 76 m/s | DeWind | 1:108 | 1,700.0 U/min |  | 73.0 t |  | 185.0 t |  |  | 8.5 t
398 | 398 | 398 | 398 | 398 | DeWind D9.2 WinDrive® - 2,00 MW - Wind turbine | https://en.wind-turbine-models.com/turbines/911-dewind-d9.2-windrive | 1 | 2,000.0 kW | - | 4.9 m/s | 12.0 m/s | 93.0 m | 6,792.9 m² | 3 | 294.4 W/m² | 3.4 m²/kW | kombiniertes Planeten-/ Stirnrad Getriebe. hydrodynamisches WinDrive (variabel) | 2.0 | 1 | 13,800.0 V | Umrichter | 60 Hz | 80 / 100 m | No | 25.0 m/s | 60.0 m/s | GFK und CFK | rund | gestrichen | Yes |  |  | 16.3 U/min | 79 m/s | DeWind | 1:29 | 1,800.0 U/min
399 | 399 | 399 | 399 | 399 | DIMA DW 44-500/53 - 500,00 kW - Wind turbine | https://en.wind-turbine-models.com/turbines/1176-dima-dw-44-500-53 | 1 | 500.0 kW | - | 4.0 m/s | 12.4 m/s | 44.0 m | 1,530.0 m² | 2 | 326.8 W/m² | 3.1 m²/kW | NW44 | 3.0 | 1 | 690.0 V | thyristors | 50 Hz | 52 m | No | 25.0 m/s | 70.0 m/s | GFRP | conical | painted | Yes |  |  | 33.8 U/min | 78 m/s | Abeking & Rasmussen | 1:46 | 1,537.5 U/min |  | 20.1 t | 56.3 t
400 | 400 | 400 | 400 | 400 | DIRECTTECH WINDTRACKER 20 - 20,00 kW - Wind turbine | https://en.wind-turbine-models.com/turbines/1407-directtech-windtracker-20 | 1 | 20.0 kW | - | 2.0 m/s | 17.0 m/s | 10.0 m | 20.0 m² | 6 | 1,000.0 W/m² | 1.0 m²/kW | direct drive |  | 1 | 230.0 V | inverters | 50 Hz | 10 m | No | 25.0 m/s | 52.0 m/s | steel | cylindrical | painted | Yes
401 | 401 | 401 | 401 | 401 | Dongfang DF70-1500 direct drive - 1,50 MW - Wind turbine | https://en.wind-turbine-models.com/turbines/2204-dongfang-df70-1500-direct-drive | 1 | 1,500.0 kW | - |  |  | 70.0 m | 3,848.0 m² | 3 | 389.8 W/m² | 2.6 m²/kW | direct drive |  | 1 |  |  | 50/60 Hz | 65 / 70 / 80 m | No |  |  | glass-fibre reinforced epoxy | conical | coated | Yes |  | IIa |  |  | DEC
402 | 402 | 402 | 402 | 402 | Dongfang FD70-1500 geared - 1,50 MW - Wind turbine | https://en.wind-turbine-models.com/turbines/2220-dongfang-fd70-1500-geared | 1 | 1,500.0 kW | - | 3.5 m/s | 11.5 m/s | 70.0 m | 3,850.0 m² | 3 | 389.6 W/m² | 2.6 m²/kW | 34m | 3.0 | 1 | 690.0 V | IGBT | 50/60 Hz | 65 m | No | 25.0 m/s | 70.0 m/s | glass-fibre reinforced epoxy | conical | coated | Yes |  | Ia | 19.0 U/min | 70 m/s | LM Glasfieber A/S | 1:95 | 1,500.0 U/min
403 | 403 | 403 | 403 | 403 | Dongfang DF77-1500 direct drive - 1,50 MW - Wind turbine | https://en.wind-turbine-models.com/turbines/2205-dongfang-df77-1500-direct-drive | 1 | 1,500.0 kW | - |  |  | 77.0 m | 4,657.0 m² | 3 | 322.1 W/m² | 3.1 m²/kW | direct drive |  | 1 |  | IGBT | 50/60 Hz | 65 / 70 / 80 m | No |  |  | glass-fibre reinforced epoxy | conical | coated | Yes |  | Ia |  |  | DEC
404 | 404 | 404 | 404 | 404 | Dongfang FD77-1500 geared - 1,50 MW - Wind turbine | https://en.wind-turbine-models.com/turbines/2221-dongfang-fd77-1500-geared | 1 | 1,500.0 kW | - | 3.5 m/s | 11.5 m/s | 77.0 m | 4,657.0 m² | 3 | 322.1 W/m² | 3.1 m²/kW | 37m LM37.3 | 3.0 | 1 | 690.0 V | IGBT | 50/60 Hz | 65 / 70 m | No | 25.0 m/s | 59.5 m/s | glass-fibre reinforced epoxy | conical | coated | Yes |  | IIa | 17.3 U/min | 70 m/s | LM Glasfieber A/S | 1:104 | 1,800.0 U/min | 31.5 t | 55.0 t |  |  | 15.0 t |  | 5.5 t
405 | 405 | 405 | 405 | 405 | Dongfang DF82-1500 direct drive - 1,50 MW - Wind turbine | https://en.wind-turbine-models.com/turbines/2198-dongfang-df82-1500-direct-drive | 1 | 1,500.0 kW | - | 3.0 m/s | 10.5 m/s | 82.0 m | 5,281.0 m² | 3 | 284.0 W/m² | 3.5 m²/kW | 40.3m |  | 1 |  | IGBT | 50/60 Hz | 70/80 m | No | 25.0 m/s | 52.5 m/s |  | conical | coated | Yes |  | IIIa |  |  | DEC
406 | 406 | 406 | 406 | 406 | Dongfang FD82-1500 geared - 1,50 MW - Wind turbine | https://en.wind-turbine-models.com/turbines/2222-dongfang-fd82-1500-geared | 1 | 1,500.0 kW | - | 3.0 m/s | 10.5 m/s | 82.0 m | 5,281.0 m² | 3 | 284.0 W/m² | 3.5 m²/kW | 40.25m | 3.0 | 1 | 690.0 V | IGBT | 50 Hz | 70 / 85 m | No | 25.0 m/s | 52.5 m/s | glass-fibre reinforced epoxy | conical | coated | Yes |  | IIIa |  |  | DEC |  | 1,800.0 U/min
407 | 407 | 407 | 407 | 407 | Dongfang DF87-1500 direct drive - 1,50 MW - Wind turbine | https://en.wind-turbine-models.com/turbines/2199-dongfang-df87-1500-direct-drive | 1 | 1,500.0 kW | - | 3.0 m/s | 10.0 m/s | 87.0 m | 5,945.0 m² | 3 | 252.3 W/m² | 4.0 m²/kW | 42.8m |  | 1 |  | IGBT | 50/60 Hz | 70/80 m | No | 22.0 m/s | 52.5 m/s |  | conical | coated | Yes |  | IIIb |  |  | DEC
408 | 408 | 408 | 408 | 408 | Dongfang FD87-1500 geared - 1,50 MW - Wind turbine | https://en.wind-turbine-models.com/turbines/2223-dongfang-fd87-1500-geared | 1 | 1,500.0 kW | - | 3.0 m/s | 10.0 m/s | 87.0 m | 5,945.0 m² | 3 | 252.3 W/m² | 4.0 m²/kW | 42.3m | 3.0 | 1 | 690.0 V | IGBT | 50 Hz | 70 / 85 m | No | 25.0 m/s | 70.0 m/s | glass-fibre reinforced epoxy | conical | coated | Yes |  | IIa |  |  | DEC |  | 1,800.0 U/min
409 | 409 | 409 | 409 | 409 | Dongfang FD87-2000 geared - 2,00 MW - Wind turbine | https://en.wind-turbine-models.com/turbines/2227-dongfang-fd87-2000-geared | 1 | 2,000.0 kW | - | 3.5 m/s | 11.0 m/s | 87.0 m | 5,945.0 m² | 3 | 336.4 W/m² | 3.0 m²/kW | 42.2m | 3.0 | 1 | 690.0 V | IGBT | 50 Hz | 69 m | No | 25.0 m/s | 70.0 m/s | glass-fibre reinforced epoxy | conical | coated | Yes |  | IIa |  |  | DEC |  | 1,800.0 U/min
410 | 410 | 410 | 410 | 410 | Dongfang FD89-1500 geared - 1,50 MW - Wind turbine | https://en.wind-turbine-models.com/turbines/2224-dongfang-fd89-1500-geared | 1 | 1,500.0 kW | - | 3.0 m/s | 10.0 m/s | 89.0 m | 6,221.0 m² | 3 | 241.1 W/m² | 4.1 m²/kW | 43.5m | 3.0 | 1 | 690.0 V | IGBT | 50 Hz | 70 / 85 m | No | 20.0 m/s | 52.2 m/s | glass-fibre reinforced epoxy | conical | coated | Yes |  | IIIb |  |  | DEC |  | 1,800.0 U/min
411 | 411 | 411 | 411 | 411 | Dongfang DF93-1500 direct drive - 1,50 MW - Wind turbine | https://en.wind-turbine-models.com/turbines/2200-dongfang-df93-1500-direct-drive | 1 | 1,500.0 kW | - | 3.0 m/s | 10.0 m/s | 93.0 m | 6,793.0 m² | 3 | 220.8 W/m² | 4.5 m²/kW | 45.2m |  | 1 |  | IGBT | 50/60 Hz | 70/80 m | No | 22.0 m/s | 52.5 m/s |  | conical | coated | Yes |  | IIIb |  |  | DEC
412 | 412 | 412 | 412 | 412 | Dongfang FD93-1500 geared - 1,50 MW - Wind turbine | https://en.wind-turbine-models.com/turbines/2225-dongfang-fd93-1500-geared | 1 | 1,500.0 kW | - | 3.0 m/s | 9.5 m/s | 93.0 m | 6,793.0 m² | 3 | 220.8 W/m² | 4.5 m²/kW | 45.3m | 3.0 | 1 | 690.0 V | IGBT | 50 Hz | 69 / 80 m | No | 20.0 m/s | 52.2 m/s | glass-fibre reinforced epoxy | conical | coated | Yes |  | IIa | 15.0 U/min | 73 m/s | DEC |  | 1,800.0 U/min
413 | 413 | 413 | 413 | 413 | Dongfang FD93-2000 geared - 2,00 MW - Wind turbine | https://en.wind-turbine-models.com/turbines/2226-dongfang-fd93-2000-geared | 1 | 2,000.0 kW | - | 3.0 m/s | 11.0 m/s | 93.0 m | 6,793.0 m² | 3 | 294.4 W/m² | 3.4 m²/kW | 45.3m | 3.0 | 1 | 690.0 V | IGBT | 50 Hz | 69 / 80 m | No | 25.0 m/s | 52.2 m/s | glass-fibre reinforced epoxy | conical | coated | Yes |  | IIIa | 15.0 U/min | 73 m/s | DEC |  | 1,800.0 U/min
414 | 414 | 414 | 414 | 414 | Dongfang D2500-103 / DF103-2500 direct drive - 2,50 MW - Wind turbine | https://en.wind-turbine-models.com/turbines/2201-dongfang-d2500-103-df103-2500-direct-drive | 1 | 2,500.0 kW | - | 3.0 m/s | 11.0 m/s | 103.0 m | 8,332.0 m² | 3 | 300.0 W/m² | 3.3 m²/kW | 50.3m |  | 1 |  | IGBT | 50/60 Hz | 80/90 m | No | 25.0 m/s | 70.0 m/s |  | conical | coated | Yes |  | Ia |  |  | DEC
415 | 415 | 415 | 415 | 415 | Dongfang D2500-110 / DF110-2500 direct drive - 2,50 MW - Wind turbine | https://en.wind-turbine-models.com/turbines/2202-dongfang-d2500-110-df110-2500-direct-drive | 1 | 2,500.0 kW | - | 3.0 m/s | 10.5 m/s | 110.0 m | 9,503.0 m² | 3 | 263.1 W/m² | 3.8 m²/kW | 53.8m |  | 1 |  | IGBT | 50/60 Hz | 80/90 m | No | 25.0 m/s | 52.5 m/s |  | conical | coated | Yes |  | IIIa |  |  | DEC
416 | 416 | 416 | 416 | 416 | Dongfang D2500-121 / DF121-2500 direct drive - 2,50 MW - Wind turbine | https://en.wind-turbine-models.com/turbines/2203-dongfang-d2500-121-df121-2500-direct-drive | 1 | 2,500.0 kW | - | 3.0 m/s | 9.5 m/s | 121.0 m | 11,499.0 m² | 3 | 217.4 W/m² | 4.6 m²/kW | 59.5m |  | 1 |  | IGBT | 50/60 Hz | 90 m | No | 22.0 m/s | 52.5 m/s |  | conical | coated | Yes |  | IIIb |  |  | DEC
417 | 417 | 417 | 417 | 417 | Dongfang G2000-108 / FD108-2000 geared - 2,00 MW - Wind turbine | https://en.wind-turbine-models.com/turbines/2228-dongfang-g2000-108-fd108-2000-geared | 1 | 2,000.0 kW | - | 3.0 m/s | 9.5 m/s | 108.0 m | 9,161.0 m² | 3 | 218.3 W/m² | 4.6 m²/kW | 52.5m |  | 1 |  | converter 4-quadrant | 50/60 Hz | 85 m | No | 25.0 m/s | 59.5 m/s |  | conical | coated | Yes |  | IIa |  |  | DEC
418 | 418 | 418 | 418 | 418 | Dongfang G2000-116 / FD116-2000 geared - 2,00 MW - Wind turbine | https://en.wind-turbine-models.com/turbines/2229-dongfang-g2000-116-fd116-2000-geared | 1 | 2,000.0 kW | - | 3.0 m/s | 9.0 m/s | 116.0 m | 10,568.0 m² | 3 | 189.3 W/m² | 5.3 m²/kW | 56.6m |  | 1 |  | converter 4-quadrant | 50/60 Hz | 80 / 90 m | No | 20.0 m/s | 59.5 m/s |  | conical | coated | Yes |  | S |  |  | DEC
419 | 419 | 419 | 419 | 419 | Dongfang G2000-127 geared - 2,00 MW - Wind turbine | https://en.wind-turbine-models.com/turbines/2230-dongfang-g2000-127-geared | 1 | 2,000.0 kW | - | 3.0 m/s | 8.5 m/s | 127.0 m | 12,668.0 m² | 3 | 157.9 W/m² | 6.3 m²/kW | planetary / parallel shaft |  | 1 |  | converter 4-quadrant | 50/60 Hz | site specific m | No | 20.0 m/s | 59.5 m/s |  | conical | coated | Yes |  | S |  |  | DEC
420 | 420 | 420 | 420 | 420 | Dongfang G2200-135 geared - 2,20 MW - Wind turbine | https://en.wind-turbine-models.com/turbines/2231-dongfang-g2200-135-geared | 1 | 2,200.0 kW | - | 3.0 m/s | 9.0 m/s | 135.0 m | 14,314.0 m² | 3 | 153.7 W/m² | 6.5 m²/kW | planetary / parallel shaft |  | 1 |  | converter 4-quadrant | 50/60 Hz | site specific m | No | 20.0 m/s | 59.5 m/s |  | conical | coated | Yes |  | S |  |  | DEC
421 | 421 | 421 | 421 | 421 | Dongfang G2300-136 geared - 2,30 MW - Wind turbine | https://en.wind-turbine-models.com/turbines/2232-dongfang-g2300-136-geared | 1 | 2,300.0 kW | - | 3.0 m/s | 8.5 m/s | 116.0 m | 10,568.0 m² | 3 | 217.6 W/m² | 4.6 m²/kW | 56.6m |  | 1 |  | converter 4-quadrant | 50/60 Hz | 80 / 90 / site specific m | No | 20.0 m/s | 59.5 m/s |  | conical | coated | Yes |  | S |  |  | DEC
422 | 422 | 422 | 422 | 422 | Dongfang D2500-131 direct drive - 2,50 MW - Wind turbine | https://en.wind-turbine-models.com/turbines/2206-dongfang-d2500-131-direct-drive | 1 | 2,500.0 kW | - |  |  | 131.0 m | 13,478.0 m² | 3 | 185.5 W/m² | 5.4 m²/kW | direct drive |  | 1 |  | IGBT | 50/60 Hz |  | No | [5 empty] | Yes |  |  |  |  | DEC
423 | 423 | 423 | 423 | 423 | Dongfang D2750-148 direct drive - 2,75 MW - Wind turbine | https://en.wind-turbine-models.com/turbines/2207-dongfang-d2750-148-direct-drive | 1 | 2,750.0 kW | - |  |  | 148.0 m | 17,203.0 m² | 3 | 159.9 W/m² | 6.3 m²/kW | 72.5m B725A |  | 1 |  | IGBT | 50/60 Hz |  | No | [5 empty] | Yes |  |  |  |  | DEC
424 | 424 | 424 | 424 | 424 | Dongfang G3000-119 / FD119-3000 geared - 3,00 MW - Wind turbine | https://en.wind-turbine-models.com/turbines/2233-dongfang-g3000-119-fd119-3000-geared | 1 | 3,000.0 kW | - | 3.0 m/s | 10.5 m/s | 119.0 m | 11,122.0 m² | 3 | 269.7 W/m² | 3.7 m²/kW | 58.0m |  | 1 |  | converter 4-quadrant | 50/60 Hz | 90 / site specific m | Yes | 20.0 m/s | 52.5 m/s |  | conical | coated |  |  | IIIa |  |  | DEC
425 | 425 | 425 | 425 | 425 | Dongfang D3000-148 direct drive - 3,00 MW - Wind turbine | https://en.wind-turbine-models.com/turbines/2208-dongfang-d3000-148-direct-drive | 1 | 3,000.0 kW | - |  |  | 148.0 m | 17,203.0 m² | 3 | 174.4 W/m² | 5.7 m²/kW | 72.5m B725A |  | 1 |  | IGBT | 50/60 Hz |  | No |  |  |  | conical | coated | Yes |  |  |  |  | DEC
426 | 426 | 426 | 426 | 426 | Dongfang D3000-155 direct drive - 3,00 MW - Wind turbine | https://en.wind-turbine-models.com/turbines/2209-dongfang-d3000-155-direct-drive | 1 | 3,000.0 kW | - |  |  | 155.0 m | 18,869.0 m² | 3 | 159.0 W/m² | 6.3 m²/kW | direct drive |  | 1 |  | IGBT | 50/60 Hz |  | No |  |  |  | conical | coated | Yes |  |  |  |  | DEC
427 | 427 | 427 | 427 | 427 | Dongfang D3200-155 direct drive - 3,20 MW - Wind turbine | https://en.wind-turbine-models.com/turbines/2210-dongfang-d3200-155-direct-drive | 1 | 3,200.0 kW | - |  |  | 155.0 m | 18,869.0 m² | 3 | 169.6 W/m² | 5.9 m²/kW | direct drive |  | 1 |  | IGBT | 50/60 Hz |  | No |  |  |  | conical | coated | Yes |  |  |  |  | DEC
428 | 428 | 428 | 428 | 428 | Dongfang D3300-148 direct drive - 3,30 MW - Wind turbine | https://en.wind-turbine-models.com/turbines/2211-dongfang-d3300-148-direct-drive | 1 | 3,300.0 kW | - |  |  | 148.0 m | 17,203.0 m² | 3 | 191.8 W/m² | 5.2 m²/kW | 72.5m B725A |  | 1 |  | IGBT | 50/60 Hz |  | No |  |  |  | conical | coated | Yes |  |  |  |  | DEC
429 | 429 | 429 | 429 | 429 | Dongfang D3500-148 direct drive - 3,50 MW - Wind turbine | https://en.wind-turbine-models.com/turbines/2212-dongfang-d3500-148-direct-drive | 1 | 3,500.0 kW | - |  |  | 148.0 m | 17,203.0 m² | 3 | 203.5 W/m² | 4.9 m²/kW | 72.5m B725A |  | 1 |  | IGBT | 50/60 Hz |  | No |  |  |  | conical | coated | Yes |  |  |  |  | DEC
430 | 430 | 430 | 430 | 430 | Dongfang D3800-148 direct drive - 3,80 MW - Wind turbine | https://en.wind-turbine-models.com/turbines/2213-dongfang-d3800-148-direct-drive | 1 | 3,800.0 kW | - |  |  | 148.0 m | 17,203.0 m² | 3 | 220.9 W/m² | 4.5 m²/kW | 72.5m B725A |  | 1 |  | IGBT | 50/60 Hz |  | No |  |  |  | conical | coated | Yes |  |  |  |  | DEC
431 | 431 | 431 | 431 | 431 | Dongfang D4000-148 direct drive - 4,00 MW - Wind turbine | https://en.wind-turbine-models.com/turbines/2214-dongfang-d4000-148-direct-drive | 1 | 4,000.0 kW | - |  |  | 148.0 m | 17,203.0 m² | 3 | 232.5 W/m² | 4.3 m²/kW | 72.5m B725A |  | 1 |  | IGBT | 50/60 Hz |  | No |  |  |  | conical | coated | Yes |  |  |  |  | DEC
432 | 432 | 432 | 432 | 432 | Dongfang D4200-155 direct drive - 4,20 MW - Wind turbine | https://en.wind-turbine-models.com/turbines/2215-dongfang-d4200-155-direct-drive | 1 | 4,200.0 kW | - |  |  | 155.0 m | 18,869.0 m² | 3 | 222.6 W/m² | 4.5 m²/kW | direct drive |  | 1 |  | IGBT | 50/60 Hz |  | No |  |  |  | conical | coated | Yes |  |  |  |  | DEC
433 | 433 | 433 | 433 | 433 |  | https://en.wind-turbine-models.com/turbines/2216-dongfang-d4500-155-direct-drive
434 | 434 | 434 | 434 | 434 |  | https://en.wind-turbine-models.com/turbines/2235-dongfang-g5000-127-fd127-5000-geared
435 | 435 | 435 | 435 | 435 |  | https://en.wind-turbine-models.com/turbines/2234-dongfang-g5000-140-fd140-5000-geared
436 | 436 | 436 | 436 | 436 |  | https://en.wind-turbine-models.com/turbines/2217-dongfang-d7000-186-direct-drive
437 | 437 | 437 | 437 | 437 |  | https://en.wind-turbine-models.com/turbines/2218-dongfang-d8000-185-direct-drive
438 | 438 | 438 | 438 | 438 |  | https://en.wind-turbine-models.com/turbines/2219-dongfang-d10000-185-direct-drive
439 | 439 | 439 | 439 | 439 |  | https://en.wind-turbine-models.com/turbines/2386-dongfang-d13000-211-direct-drive
440 | 440 | 440 | 440 | 440 |  | https://en.wind-turbine-models.com/turbines/482-doosan-winds3000-91
441 | 441 | 441 | 441 | 441 |  | https://en.wind-turbine-models.com/turbines/1847-doosan-winds3000-100
442 | 442 | 442 | 442 | 442 |  | https://en.wind-turbine-models.com/turbines/1848-doosan-winds3000-134
443 | 443 | 443 | 443 | 443 |  | https://en.wind-turbine-models.com/turbines/358-dornier-darrieus-savonius-5-5-kw
444 | 444 | 444 | 444 | 444 |  | https://en.wind-turbine-models.com/turbines/954-dornier-darrieus-30
445 | 445 | 445 | 445 | 445 |  | https://en.wind-turbine-models.com/turbines/93-dornier-darrieus-55
446 | 446 | 446 | 446 | 446 |  | https://en.wind-turbine-models.com/turbines/1153-dr-zaber-zefir-d7-p5-t10
447 | 447 | 447 | 447 | 447 |  | https://en.wind-turbine-models.com/turbines/1152-dr-zaber-zefir-d10-p12-t12
448 | 448 | 448 | 448 | 448 |  | https://en.wind-turbine-models.com/turbines/1151-dr-zaber-zefir-d14-p30-t15
449 | 449 | 449 | 449 | 449 |  | https://en.wind-turbine-models.com/turbines/1150-dr-zaber-zefir-d21-p70-t18
450 | 450 | 450 | 450 | 450 |  | https://en.wind-turbine-models.com/turbines/2052-ds-wind-ds-25
451 | 451 | 451 | 451 | 451 |  | https://en.wind-turbine-models.com/turbines/2051-ds-wind-ds-400
452 | 452 | 452 | 452 | 452 |  | https://en.wind-turbine-models.com/turbines/2050-ds-wind-ds-500
453 | 453 | 453 | 453 | 453 |  | https://en.wind-turbine-models.com/turbines/648-dutch-rainmaker-aw-75
454 | 454 | 454 | 454 | 454 |  | https://en.wind-turbine-models.com/turbines/511-dynergy-american-windshark-80
455 | 455 | 455 | 455 | 455 |  | https://en.wind-turbine-models.com/turbines/2044-eaz-wind-eaz-twelve
456 | 456 | 456 | 456 | 456 |  | https://en.wind-turbine-models.com/turbines/2487-ewp-eastern-wind-pow-sky-farm-50kw-vawt
457 | 457 | 457 | 457 | 457 |  | https://en.wind-turbine-models.com/turbines/725-easywind-easywind-6.0
458 | 458 | 458 | 458 | 458 |  | https://en.wind-turbine-models.com/turbines/2312-easywind-easywind-6.2
459 | 459 | 459 | 459 | 459 |  | https://en.wind-turbine-models.com/turbines/2313-easywind-easywind-6.8
460 | 460 | 460 | 460 | 460 |  | https://en.wind-turbine-models.com/turbines/1877-ebara-epw1570
461 | 461 | 461 | 461 | 461 |  | https://en.wind-turbine-models.com/turbines/2133-eclectic-energy-d400
462 | 462 | 462 | 462 | 462 |  | https://en.wind-turbine-models.com/turbines/917-ecoener-30kw
463 | 463 | 463 | 463 | 463 |  | https://en.wind-turbine-models.com/turbines/1404-ecot-cnia-eco-12-15
464 | 464 | 464 | 464 | 464 |  | https://en.wind-turbine-models.com/turbines/716-ecot-cnia-eco-12-30
465 | 465 | 465 | 465 | 465 |  | https://en.wind-turbine-models.com/turbines/717-ecot-cnia-eco-20-150
466 | 466 | 466 | 466 | 466 |  | https://en.wind-turbine-models.com/turbines/786-ecot-cnia-eco-28-225
467 | 467 | 467 | 467 | 467 |  | https://en.wind-turbine-models.com/turbines/790-ecot-cnia-eco-44-600
468 | 468 | 468 | 468 | 468 |  | https://en.wind-turbine-models.com/turbines/958-ecot-cnia-eco-48-700
469 | 469 | 469 | 469 | 469 |  | https://en.wind-turbine-models.com/turbines/791-ecot-cnia-eco-48-750
470 | 470 | 470 | 470 | 470 |  | https://en.wind-turbine-models.com/turbines/789-ecot-cnia-eco-62-1300
471 | 471 | 471 | 471 | 471 |  | https://en.wind-turbine-models.com/turbines/788-ecot-cnia-eco-74-1670
472 | 472 | 472 | 472 | 472 |  | https://en.wind-turbine-models.com/turbines/787-ecot-cnia-eco-80-1670
473 | 473 | 473 | 473 | 473 |  | https://en.wind-turbine-models.com/turbines/572-ecot-cnia-eco-80-2000
474 | 474 | 474 | 474 | 474 |  | https://en.wind-turbine-models.com/turbines/444-elecon-t600-48-dual-speed
475 | 475 | 475 | 475 | 475 |  | https://en.wind-turbine-models.com/turbines/798-electria-wind-garb-100-28
476 | 476 | 476 | 476 | 476 |  | https://en.wind-turbine-models.com/turbines/799-electria-wind-garb-150-28
477 | 477 | 477 | 477 | 477 |  | https://en.wind-turbine-models.com/turbines/800-electria-wind-garb-200-28
478 | 478 | 478 | 478 | 478 |  | https://en.wind-turbine-models.com/turbines/2329-eleon-3m116
479 | 479 | 479 | 479 | 479 |  | https://en.wind-turbine-models.com/turbines/512-elfin-elfin-750
480 | 480 | 480 | 480 | 480 |  | https://en.wind-turbine-models.com/turbines/1166-elkraft-aved-re-1mw
481 | 481 | 481 | 481 | 481 |  | https://en.wind-turbine-models.com/turbines/40-elsam-gedser-prototype
482 | 482 | 482 | 482 | 482 |  | https://en.wind-turbine-models.com/turbines/172-elsam-nibe-nibe-a
483 | 483 | 483 | 483 | 483 |  | https://en.wind-turbine-models.com/turbines/99-elsam-nibe-nibe-b
484 | 484 | 484 | 484 | 484 |  | https://en.wind-turbine-models.com/turbines/1012-elsam-tj-reborg
485 | 485 | 485 | 485 | 485 |  | https://en.wind-turbine-models.com/turbines/2326-elwinger-armschwinger
486 | 486 | 486 | 486 | 486 |  | https://en.wind-turbine-models.com/turbines/1274-ewt-dw-52-250
487 | 487 | 487 | 487 | 487 |  | https://en.wind-turbine-models.com/turbines/1268-ewt-dw-52-500
488 | 488 | 488 | 488 | 488 |  | https://en.wind-turbine-models.com/turbines/104-ewt-dw-52-750
489 | 489 | 489 | 489 | 489 |  | https://en.wind-turbine-models.com/turbines/1537-ewt-dw-52-900
490 | 490 | 490 | 490 | 490 |  | https://en.wind-turbine-models.com/turbines/1538-ewt-dw-54-250
491 | 491 | 491 | 491 | 491 |  | https://en.wind-turbine-models.com/turbines/1267-ewt-dw-54-500
492 | 492 | 492 | 492 | 492 |  | https://en.wind-turbine-models.com/turbines/335-ewt-dw-54-900
493 | 493 | 493 | 493 | 493 |  | https://en.wind-turbine-models.com/turbines/1906-ewt-dw-61-1mw
494 | 494 | 494 | 494 | 494 |  | https://en.wind-turbine-models.com/turbines/1535-ewt-dw-61-500
495 | 495 | 495 | 495 | 495 |  | https://en.wind-turbine-models.com/turbines/1905-ewt-dw-61-750
496 | 496 | 496 | 496 | 496 |  | https://en.wind-turbine-models.com/turbines/1536-ewt-dw-61-900
497 | 497 | 497 | 497 | 497 |  | https://en.wind-turbine-models.com/turbines/1659-enair-30-pro
498 | 498 | 498 | 498 | 498 |  | https://en.wind-turbine-models.com/turbines/1660-enair-70-pro
499 | 499 | 499 | 499 | 499 |  | https://en.wind-turbine-models.com/turbines/1485-enair-160
500 | 500 | 500 | 500 | 500 |  | https://en.wind-turbine-models.com/turbines/1661-enair-200
501 | 501 | 501 | 501 | 501 |  | https://en.wind-turbine-models.com/turbines/1701-enbreeze-15-kw
502 | 502 | 502 | 502 | 502 |  | https://en.wind-turbine-models.com/turbines/1621-endurance-x-29
503 | 503 | 503 | 503 | 503 |  | https://en.wind-turbine-models.com/turbines/1622-endurance-x-35
504 | 504 | 504 | 504 | 504 |  | https://en.wind-turbine-models.com/turbines/372-endurance-e-3120
505 | 505 | 505 | 505 | 505 |  | https://en.wind-turbine-models.com/turbines/1620-endurance-e-4660
506 | 506 | 506 | 506 | 506 |  | https://en.wind-turbine-models.com/turbines/733-enercon-e-10
507 | 507 | 507 | 507 | 507 |  | https://en.wind-turbine-models.com/turbines/732-enercon-e-12
508 | 508 | 508 | 508 | 508 |  | https://en.wind-turbine-models.com/turbines/2496-enercon-e-12-30
509 | 509 | 509 | 509 | 509 |  | https://en.wind-turbine-models.com/turbines/282-enercon-e-15
510 | 510 | 510 | 510 | 510 |  | https://en.wind-turbine-models.com/turbines/605-enercon-e-16
511 | 511 | 511 | 511 | 511 |  | https://en.wind-turbine-models.com/turbines/320-enercon-e-17
512 | 512 | 512 | 512 | 512 |  | https://en.wind-turbine-models.com/turbines/353-enercon-e-18
513 | 513 | 513 | 513 | 513 |  | https://en.wind-turbine-models.com/turbines/559-enercon-e-18-tripod
514 | 514 | 514 | 514 | 514 |  | https://en.wind-turbine-models.com/turbines/1873-enercon-e-20
515 | 515 | 515 | 515 | 515 |  | https://en.wind-turbine-models.com/turbines/376-enercon-e-30
516 | 516 | 516 | 516 | 516 |  | https://en.wind-turbine-models.com/turbines/369-enercon-e-30-330
517 | 517 | 517 | 517 | 517 |  | https://en.wind-turbine-models.com/turbines/367-enercon-e-32-300
518 | 518 | 518 | 518 | 518 |  | https://en.wind-turbine-models.com/turbines/368-enercon-e-33-300
519 | 519 | 519 | 519 | 519 |  | https://en.wind-turbine-models.com/turbines/1801-enercon-e-36
520 | 520 | 520 | 520 | 520 |  | https://en.wind-turbine-models.com/turbines/67-enercon-e-40-5.40
521 | 521 | 521 | 521 | 521 |  | https://en.wind-turbine-models.com/turbines/68-enercon-e-40-6.44
522 | 522 | 522 | 522 | 522 |  | https://en.wind-turbine-models.com/turbines/531-enercon-e-44
523 | 523 | 523 | 523 | 523 |  | https://en.wind-turbine-models.com/turbines/529-enercon-e-48
524 | 524 | 524 | 524 | 524 |  | https://en.wind-turbine-models.com/turbines/530-enercon-e-53
525 | 525 | 525 | 525 | 525 |  | https://en.wind-turbine-models.com/turbines/114-enercon-e-58-10.58
526 | 526 | 526 | 526 | 526 |  | https://en.wind-turbine-models.com/turbines/826-enercon-e-66
527 | 527 | 527 | 527 | 527 |  | https://en.wind-turbine-models.com/turbines/915-enercon-e-66-15.66
528 | 528 | 528 | 528 | 528 |  | https://en.wind-turbine-models.com/turbines/73-enercon-e-66-15.70
529 | 529 | 529 | 529 | 529 |  | https://en.wind-turbine-models.com/turbines/856-enercon-e-66-18.66
530 | 530 | 530 | 530 | 530 |  | https://en.wind-turbine-models.com/turbines/135-enercon-e-66-18.70
531 | 531 | 531 | 531 | 531 |  | https://en.wind-turbine-models.com/turbines/831-enercon-e-66-20.70
532 | 532 | 532 | 532 | 532 |  | https://en.wind-turbine-models.com/turbines/69-enercon-e-70-e4-2.300
533 | 533 | 533 | 533 | 533 |  | https://en.wind-turbine-models.com/turbines/827-enercon-e-70-e4-2.000
534 | 534 | 534 | 534 | 534 |  | https://en.wind-turbine-models.com/turbines/5-enercon-e-82
535 | 535 | 535 | 535 | 535 |  | https://en.wind-turbine-models.com/turbines/550-enercon-e-82-e2-2.300
536 | 536 | 536 | 536 | 536 |  | https://en.wind-turbine-models.com/turbines/835-enercon-e-82-e2-2.000
537 | 537 | 537 | 537 | 537 |  | https://en.wind-turbine-models.com/turbines/834-enercon-e-82-e3-3.000
538 | 538 | 538 | 538 | 538 |  | https://en.wind-turbine-models.com/turbines/1487-enercon-e-82-e4-2.350
539 | 539 | 539 | 539 | 539 |  | https://en.wind-turbine-models.com/turbines/833-enercon-e-82-e4-3.000
540 | 540 | 540 | 540 | 540 |  | https://en.wind-turbine-models.com/turbines/934-enercon-e-82-e5-2.350
541 | 541 | 541 | 541 | 541 |  | https://en.wind-turbine-models.com/turbines/131-enercon-e-92
542 | 542 | 542 | 542 | 542 |  | https://en.wind-turbine-models.com/turbines/130-enercon-e-101
543 | 543 | 543 | 543 | 543 |  | https://en.wind-turbine-models.com/turbines/935-enercon-e-101-e2-3.050
544 | 544 | 544 | 544 | 544 |  | https://en.wind-turbine-models.com/turbines/1289-enercon-e-101-e2-3.500
545 | 545 | 545 | 545 | 545 |  | https://en.wind-turbine-models.com/turbines/1298-enercon-e-103-ep2
546 | 546 | 546 | 546 | 546 |  | https://en.wind-turbine-models.com/turbines/113-enercon-e-112-45.114
547 | 547 | 547 | 547 | 547 |  | https://en.wind-turbine-models.com/turbines/846-enercon-e-112-60.114
548 | 548 | 548 | 548 | 548 |  | https://en.wind-turbine-models.com/turbines/1972-enercon-e-115-ep2-3.200
549 | 549 | 549 | 549 | 549 |  | https://en.wind-turbine-models.com/turbines/427-enercon-e-115-2.500
550 | 550 | 550 | 550 | 550 |  | https://en.wind-turbine-models.com/turbines/832-enercon-e-115-3.000
551 | 551 | 551 | 551 | 551 |  | https://en.wind-turbine-models.com/turbines/1335-enercon-e-115-ep3-3.000-prototype
552 | 552 | 552 | 552 | 552 |  | https://en.wind-turbine-models.com/turbines/1902-enercon-e-115-ep3-e3-4.200
553 | 553 | 553 | 553 | 553 |  | https://en.wind-turbine-models.com/turbines/2360-enercon-e-115-ep3-e4
554 | 554 | 554 | 554 | 554 |  | https://en.wind-turbine-models.com/turbines/2311-enercon-e-115-ep3-e3-2.990
555 | 555 | 555 | 555 | 555 |  | https://en.wind-turbine-models.com/turbines/1702-enercon-e-126-ep3-3.5mw
556 | 556 | 556 | 556 | 556 |  | https://en.wind-turbine-models.com/turbines/1900-enercon-e-126-ep3-3.0mw
557 | 557 | 557 | 557 | 557 |  | https://en.wind-turbine-models.com/turbines/1901-enercon-e-126-ep3-4.0mw
558 | 558 | 558 | 558 | 558 |  | https://en.wind-turbine-models.com/turbines/1183-enercon-e-126-ep4
559 | 559 | 559 | 559 | 559 |  | https://en.wind-turbine-models.com/turbines/920-enercon-e-126-6.000
560 | 560 | 560 | 560 | 560 |  | https://en.wind-turbine-models.com/turbines/14-enercon-e-126-7.580
561 | 561 | 561 | 561 | 561 |  | https://en.wind-turbine-models.com/turbines/2064-enercon-e-136-ep5
562 | 562 | 562 | 562 | 562 |  | https://en.wind-turbine-models.com/turbines/1703-enercon-e-138-ep3
563 | 563 | 563 | 563 | 563 |  | https://en.wind-turbine-models.com/turbines/1899-enercon-e-138-ep3-e2
564 | 564 | 564 | 564 | 564 |  | https://en.wind-turbine-models.com/turbines/2359-enercon-e-138-ep3-e3
565 | 565 | 565 | 565 | 565 |  | https://en.wind-turbine-models.com/turbines/1297-enercon-e-141-ep4
566 | 566 | 566 | 566 | 566 |  | https://en.wind-turbine-models.com/turbines/2063-enercon-e-147-ep5-e2
567 | 567 | 567 | 567 | 567 |  | https://en.wind-turbine-models.com/turbines/2310-enercon-e-147-ep5-e1
568 | 568 | 568 | 568 | 568 |  | https://en.wind-turbine-models.com/turbines/2062-enercon-e-160-ep5-e1
569 | 569 | 569 | 569 | 569 |  | https://en.wind-turbine-models.com/turbines/2309-enercon-e-160-ep5-e3
570 | 570 | 570 | 570 | 570 |  | https://en.wind-turbine-models.com/turbines/2308-enercon-e-160-ep5-e2
571 | 571 | 571 | 571 | 571 |  | https://en.wind-turbine-models.com/turbines/2472-enercon-e-175-ep5
572 | 572 | 572 | 572 | 572 |  | https://en.wind-turbine-models.com/turbines/1456-energovars-ewt315
573 | 573 | 573 | 573 | 573 |  | https://en.wind-turbine-models.com/turbines/2170-energovars-ewt630
574 | 574 | 574 | 574 | 574 |  | https://en.wind-turbine-models.com/turbines/514-enertech-e-44a
575 | 575 | 575 | 575 | 575 |  | https://en.wind-turbine-models.com/turbines/515-enertech-e-1500
576 | 576 | 576 | 576 | 576 |  | https://en.wind-turbine-models.com/turbines/516-enertech-thunderbird-4000
577 | 577 | 577 | 577 | 577 |  | https://en.wind-turbine-models.com/turbines/2477-enerwings-albatros
578 | 578 | 578 | 578 | 578 |  | https://en.wind-turbine-models.com/turbines/1757-enessere-s.r.l.-hercules
579 | 579 | 579 | 579 | 579 |  | https://en.wind-turbine-models.com/turbines/1758-enessere-s.r.l.-pegasus
580 | 580 | 580 | 580 | 580 |  | https://en.wind-turbine-models.com/turbines/1432-ennera-energy-windera-s
581 | 581 | 581 | 581 | 581 |  | https://en.wind-turbine-models.com/turbines/108-eno-energy-eno-82-2.0
582 | 582 | 582 | 582 | 582 |  | https://en.wind-turbine-models.com/turbines/1934-eno-energy-eno-82-1.5
583 | 583 | 583 | 583 | 583 |  | https://en.wind-turbine-models.com/turbines/652-eno-energy-eno-92
584 | 584 | 584 | 584 | 584 |  | https://en.wind-turbine-models.com/turbines/651-eno-energy-eno-100
585 | 585 | 585 | 585 | 585 |  | https://en.wind-turbine-models.com/turbines/283-eno-energy-eno-114-3.5
586 | 586 | 586 | 586 | 586 |  | https://en.wind-turbine-models.com/turbines/1473-eno-energy-eno-114-4.0
587 | 587 | 587 | 587 | 587 |  | https://en.wind-turbine-models.com/turbines/1742-eno-energy-eno-114-4.8
588 | 588 | 588 | 588 | 588 |  | https://en.wind-turbine-models.com/turbines/653-eno-energy-eno-126-3.5
589 | 589 | 589 | 589 | 589 |  | https://en.wind-turbine-models.com/turbines/1484-eno-energy-eno-126-4.0
590 | 590 | 590 | 590 | 590 |  | https://en.wind-turbine-models.com/turbines/1741-eno-energy-eno-126-4.8
591 | 591 | 591 | 591 | 591 |  | https://en.wind-turbine-models.com/turbines/2302-eno-energy-eno-136
592 | 592 | 592 | 592 | 592 |  | https://en.wind-turbine-models.com/turbines/2471-eno-energy-eno-140
593 | 593 | 593 | 593 | 593 |  | https://en.wind-turbine-models.com/turbines/2301-eno-energy-eno-152
594 | 594 | 594 | 594 | 594 |  | https://en.wind-turbine-models.com/turbines/2300-eno-energy-eno-160
595 | 595 | 595 | 595 | 595 |  | https://en.wind-turbine-models.com/turbines/371-enron-1.5-s
596 | 596 | 596 | 596 | 596 |  | https://en.wind-turbine-models.com/turbines/91-enron-1.5-s-offshore
597 | 597 | 597 | 597 | 597 |  | https://en.wind-turbine-models.com/turbines/18-enron-1.5-sl
598 | 598 | 598 | 598 | 598 |  | https://en.wind-turbine-models.com/turbines/111-enron-750i
599 | 599 | 599 | 599 | 599 |  | https://en.wind-turbine-models.com/turbines/395-enron-900s
600 | 600 | 600 | 600 | 600 |  | https://en.wind-turbine-models.com/turbines/1521-envision-en70-1.5
601 | 601 | 601 | 601 | 601 |  | https://en.wind-turbine-models.com/turbines/1522-envision-en77-1.5
602 | 602 | 602 | 602 | 602 |  | https://en.wind-turbine-models.com/turbines/1523-envision-en82-1.5
603 | 603 | 603 | 603 | 603 |  | https://en.wind-turbine-models.com/turbines/1524-envision-en87-1.5
604 | 604 | 604 | 604 | 604 |  | https://en.wind-turbine-models.com/turbines/1513-envision-en93-1.5
605 | 605 | 605 | 605 | 605 |  | https://en.wind-turbine-models.com/turbines/1514-envision-en106-1.8
606 | 606 | 606 | 606 | 606 |  | https://en.wind-turbine-models.com/turbines/1515-envision-en110-2.1
607 | 607 | 607 | 607 | 607 |  | https://en.wind-turbine-models.com/turbines/1516-envision-en110-2.2
608 | 608 | 608 | 608 | 608 |  | https://en.wind-turbine-models.com/turbines/288-envision-en100-2.3
609 | 609 | 609 | 609 | 609 |  | https://en.wind-turbine-models.com/turbines/1520-envision-en103-2.3
610 | 610 | 610 | 610 | 610 |  | https://en.wind-turbine-models.com/turbines/1517-envision-en110-2.3
611 | 611 | 611 | 611 | 611 |  | https://en.wind-turbine-models.com/turbines/1506-envision-en115-2.3
612 | 612 | 612 | 612 | 612 |  | https://en.wind-turbine-models.com/turbines/1507-envision-en128-2.3
613 | 613 | 613 | 613 | 613 |  | https://en.wind-turbine-models.com/turbines/1508-envision-en110-2.5
614 | 614 | 614 | 614 | 614 |  | https://en.wind-turbine-models.com/turbines/1509-envision-en128-2.5
615 | 615 | 615 | 615 | 615 |  | https://en.wind-turbine-models.com/turbines/1760-envision-en131-2.5
616 | 616 | 616 | 616 | 616 |  | https://en.wind-turbine-models.com/turbines/1510-envision-en132-2.8
617 | 617 | 617 | 617 | 617 |  | https://en.wind-turbine-models.com/turbines/1280-envision-en120-3.0
618 | 618 | 618 | 618 | 618 |  | https://en.wind-turbine-models.com/turbines/1761-envision-en140-3.0
619 | 619 | 619 | 619 | 619 |  | https://en.wind-turbine-models.com/turbines/1518-envision-en130-4.0
620 | 620 | 620 | 620 | 620 |  | https://en.wind-turbine-models.com/turbines/1519-envision-en136-4.0
621 | 621 | 621 | 621 | 621 |  | https://en.wind-turbine-models.com/turbines/1511-envision-en130-4.2
622 | 622 | 622 | 622 | 622 |  | https://en.wind-turbine-models.com/turbines/1512-envision-en136-4.2
623 | 623 | 623 | 623 | 623 |  | https://en.wind-turbine-models.com/turbines/1759-envision-en148-4.5
624 | 624 | 624 | 624 | 624 |  | https://en.wind-turbine-models.com/turbines/1939-envision-en121-3.4
625 | 625 | 625 | 625 | 625 |  | https://en.wind-turbine-models.com/turbines/284-envision-e128-3.6mw-pp-2b
626 | 626 | 626 | 626 | 626 |  | https://en.wind-turbine-models.com/turbines/1942-envision-en141-2.5
627 | 627 | 627 | 627 | 627 |  | https://en.wind-turbine-models.com/turbines/1940-envision-en141-3.0
628 | 628 | 628 | 628 | 628 |  | https://en.wind-turbine-models.com/turbines/2247-envision-en161-5.2
629 | 629 | 629 | 629 | 629 |  | https://en.wind-turbine-models.com/turbines/2420-envision-en190-8.0-en-190-8.0
630 | 630 | 630 | 630 | 630 |  | https://en.wind-turbine-models.com/turbines/2419-envision-en200-7.0-en-200-7.0
631 | 631 | 631 | 631 | 631 |  | https://en.wind-turbine-models.com/turbines/1640-eocycle-eo20
632 | 632 | 632 | 632 | 632 |  | https://en.wind-turbine-models.com/turbines/1641-eocycle-eo25
633 | 633 | 633 | 633 | 633 |  | https://en.wind-turbine-models.com/turbines/685-eolart-eol-ck-60
634 | 634 | 634 | 634 | 634 |  | https://en.wind-turbine-models.com/turbines/1865-eolica-2kw
635 | 635 | 635 | 635 | 635 |  | https://en.wind-turbine-models.com/turbines/1802-eolys-metronome-12-kw
636 | 636 | 636 | 636 | 636 |  | https://en.wind-turbine-models.com/turbines/1803-eolys-metronome-55
637 | 637 | 637 | 637 | 637 |  | https://en.wind-turbine-models.com/turbines/1691-eovent-eva120-h-darrieus
638 | 638 | 638 | 638 | 638 |  | https://en.wind-turbine-models.com/turbines/55-eozen-eozen-1500-70
639 | 639 | 639 | 639 | 639 |  | https://en.wind-turbine-models.com/turbines/819-eozen-eozen-1500-77
640 | 640 | 640 | 640 | 640 |  | https://en.wind-turbine-models.com/turbines/967-eozen-eozen-1500-78
641 | 641 | 641 | 641 | 641 |  | https://en.wind-turbine-models.com/turbines/968-eozen-eozen-1500-82
642 | 642 | 642 | 642 | 642 |  | https://en.wind-turbine-models.com/turbines/1936-ergowind-ew-20
643 | 643 | 643 | 643 | 643 |  | https://en.wind-turbine-models.com/turbines/1104-ergowind-kge-20-kt1
644 | 644 | 644 | 644 | 644 |  | https://en.wind-turbine-models.com/turbines/1937-ergowind-ew-50
645 | 645 | 645 | 645 | 645 |  | https://en.wind-turbine-models.com/turbines/1103-ergowind-kge-55-kt1v2
646 | 646 | 646 | 646 | 646 |  | https://en.wind-turbine-models.com/turbines/1938-ergowind-ew-60
647 | 647 | 647 | 647 | 647 |  | https://en.wind-turbine-models.com/turbines/2171-erini-22kw
648 | 648 | 648 | 648 | 648 |  | https://en.wind-turbine-models.com/turbines/518-energy-sciences-esi-54-s
649 | 649 | 649 | 649 | 649 |  | https://en.wind-turbine-models.com/turbines/517-energy-sciences-esi-80-200
650 | 650 | 650 | 650 | 650 |  | https://en.wind-turbine-models.com/turbines/2483-espe-fx-evo-16-20-40
651 | 651 | 651 | 651 | 651 |  | https://en.wind-turbine-models.com/turbines/2484-espe-fx-evo-21-50
652 | 652 | 652 | 652 | 652 |  | https://en.wind-turbine-models.com/turbines/2485-espe-fx-evo-23-60
653 | 653 | 653 | 653 | 653 |  | https://en.wind-turbine-models.com/turbines/2482-espe-fx-evo-30b-100
654 | 654 | 654 | 654 | 654 |  | https://en.wind-turbine-models.com/turbines/1530-espe-fx-evo-32-60
655 | 655 | 655 | 655 | 655 |  | https://en.wind-turbine-models.com/turbines/2517-evance-iskra-r9000
656 | 656 | 656 | 656 | 656 |  | https://en.wind-turbine-models.com/turbines/138-eviag-ev2.93
657 | 657 | 657 | 657 | 657 |  | https://en.wind-turbine-models.com/turbines/1606-evoco-10kw
658 | 658 | 658 | 658 | 658 |  | https://en.wind-turbine-models.com/turbines/2031-extol-wind-ex-55
659 | 659 | 659 | 659 | 659 |  | https://en.wind-turbine-models.com/turbines/2032-extol-wind-ex-100
660 | 660 | 660 | 660 | 660 |  | https://en.wind-turbine-models.com/turbines/236-f.l.smidth-2-vingers
661 | 661 | 661 | 661 | 661 |  | https://en.wind-turbine-models.com/turbines/235-f.l.smidth-3-vingers
662 | 662 | 662 | 662 | 662 |  | https://en.wind-turbine-models.com/turbines/521-fayette-windway-34-75-iis
663 | 663 | 663 | 663 | 663 |  | https://en.wind-turbine-models.com/turbines/927-fh-wiesbaden-uewg-trebur
664 | 664 | 664 | 664 | 664 |  | https://en.wind-turbine-models.com/turbines/928-floda-floda-500
665 | 665 | 665 | 665 | 665 |  | https://en.wind-turbine-models.com/turbines/933-floda-floda-600
666 | 666 | 666 | 666 | 666 |  | https://en.wind-turbine-models.com/turbines/2318-flower-turbines-3-meter-model
667 | 667 | 667 | 667 | 667 |  | https://en.wind-turbine-models.com/turbines/2371-flowind-flowind-ehd
668 | 668 | 668 | 668 | 668 |  | https://en.wind-turbine-models.com/turbines/523-flowind-flowind-17
669 | 669 | 669 | 669 | 669 |  | https://en.wind-turbine-models.com/turbines/522-flowind-flowind-19
670 | 670 | 670 | 670 | 670 |  | https://en.wind-turbine-models.com/turbines/2372-flowind-flowind-25
671 | 671 | 671 | 671 | 671 |  | https://en.wind-turbine-models.com/turbines/140-fly-tech-56-100
672 | 672 | 672 | 672 | 672 |  | https://en.wind-turbine-models.com/turbines/2142-fortis-passaat-1.4-kw
673 | 673 | 673 | 673 | 673 |  | https://en.wind-turbine-models.com/turbines/2143-fortis-montana-5-kw
674 | 674 | 674 | 674 | 674 |  | https://en.wind-turbine-models.com/turbines/2144-fortis-montana-q-6-kw
675 | 675 | 675 | 675 | 675 |  | https://en.wind-turbine-models.com/turbines/354-fortis-alize-10-kw
676 | 676 | 676 | 676 | 676 |  | https://en.wind-turbine-models.com/turbines/1527-fr.-dahlgaard-vindrosemotorer
677 | 677 | 677 | 677 | 677 |  | https://en.wind-turbine-models.com/turbines/936-frisia-f45-750kw
678 | 678 | 678 | 678 | 678 |  | https://en.wind-turbine-models.com/turbines/394-frisia-f48-750
679 | 679 | 679 | 679 | 679 |  | https://en.wind-turbine-models.com/turbines/52-frisia-f56-850
680 | 680 | 680 | 680 | 680 |  | https://en.wind-turbine-models.com/turbines/277-fuhrlaender-fl-20
681 | 681 | 681 | 681 | 681 |  | https://en.wind-turbine-models.com/turbines/278-fuhrlaender-fl-30
682 | 682 | 682 | 682 | 682 |  | https://en.wind-turbine-models.com/turbines/400-fuhrlaender-fl-md-70
683 | 683 | 683 | 683 | 683 |  | https://en.wind-turbine-models.com/turbines/357-fuhrlaender-fl-md-77
684 | 684 | 684 | 684 | 684 |  | https://en.wind-turbine-models.com/turbines/279-fuhrlaender-fl-100-astos
685 | 685 | 685 | 685 | 685 |  | https://en.wind-turbine-models.com/turbines/280-fuhrlaender-fl-250
686 | 686 | 686 | 686 | 686 |  | https://en.wind-turbine-models.com/turbines/281-fuhrlaender-fl-800
687 | 687 | 687 | 687 | 687 |  | https://en.wind-turbine-models.com/turbines/70-fuhrlaender-fl-1000
688 | 688 | 688 | 688 | 688 |  | https://en.wind-turbine-models.com/turbines/72-fuhrlaender-fl-1000-plus
689 | 689 | 689 | 689 | 689 |  | https://en.wind-turbine-models.com/turbines/83-fuhrlaender-fl-2500-90
690 | 690 | 690 | 690 | 690 |  | https://en.wind-turbine-models.com/turbines/347-fuhrlaender-fl-2500-100
691 | 691 | 691 | 691 | 691 |  | https://en.wind-turbine-models.com/turbines/1346-fuhrlaender-fl-2500-104
692 | 692 | 692 | 692 | 692 |  | https://en.wind-turbine-models.com/turbines/1500-fuhrlaender-llc-wtu2.0-93
693 | 693 | 693 | 693 | 693 |  | https://en.wind-turbine-models.com/turbines/1501-fuhrlaender-llc-wtu2.0-100
694 | 694 | 694 | 694 | 694 |  | https://en.wind-turbine-models.com/turbines/1497-fuhrlaender-llc-wtu2.5-90
695 | 695 | 695 | 695 | 695 |  | https://en.wind-turbine-models.com/turbines/1498-fuhrlaender-llc-wtu2.5-100
696 | 696 | 696 | 696 | 696 |  | https://en.wind-turbine-models.com/turbines/1499-fuhrlaender-llc-wtu2.5-103
697 | 697 | 697 | 697 | 697 |  | https://en.wind-turbine-models.com/turbines/1502-fuhrlaender-llc-wtu3.0-120
698 | 698 | 698 | 698 | 698 |  | https://en.wind-turbine-models.com/turbines/1503-fuhrlaender-llc-wtu3.0-132
699 | 699 | 699 | 699 | 699 |  | https://en.wind-turbine-models.com/turbines/893-fuji-subaru-subaru-15-40
700 | 700 | 700 | 700 | 700 |  | https://en.wind-turbine-models.com/turbines/894-fuji-subaru-subaru-22-100
701 | 701 | 701 | 701 | 701 |  | https://en.wind-turbine-models.com/turbines/892-fuji-subaru-subaru-80-2.0
702 | 702 | 702 | 702 | 702 |  | https://en.wind-turbine-models.com/turbines/1743-futurenergy-airforce-10
703 | 703 | 703 | 703 | 703 |  | https://en.wind-turbine-models.com/turbines/1039-fwt-90-2500
704 | 704 | 704 | 704 | 704 |  | https://en.wind-turbine-models.com/turbines/1037-fwt-93-2000
705 | 705 | 705 | 705 | 705 |  | https://en.wind-turbine-models.com/turbines/1038-fwt-100-2000
706 | 706 | 706 | 706 | 706 |  | https://en.wind-turbine-models.com/turbines/1040-fwt-100-2500
707 | 707 | 707 | 707 | 707 |  | https://en.wind-turbine-models.com/turbines/1041-fwt-104-2500
708 | 708 | 708 | 708 | 708 |  | https://en.wind-turbine-models.com/turbines/1042-fwt-120-3000
709 | 709 | 709 | 709 | 709 |  | https://en.wind-turbine-models.com/turbines/2375-gaelico-ga-wm-14s
710 | 710 | 710 | 710 | 710 |  | https://en.wind-turbine-models.com/turbines/245-gaia-133-11kw-lattice-tower
711 | 711 | 711 | 711 | 711 |  | https://en.wind-turbine-models.com/turbines/719-gaia-133-11kw-tubular-tower
712 | 712 | 712 | 712 | 712 |  | https://en.wind-turbine-models.com/turbines/769-gamesa-g39
713 | 713 | 713 | 713 | 713 |  | https://en.wind-turbine-models.com/turbines/770-gamesa-g42
714 | 714 | 714 | 714 | 714 |  | https://en.wind-turbine-models.com/turbines/771-gamesa-g44
715 | 715 | 715 | 715 | 715 |  | https://en.wind-turbine-models.com/turbines/772-gamesa-g47
716 | 716 | 716 | 716 | 716 |  | https://en.wind-turbine-models.com/turbines/45-gamesa-g52
717 | 717 | 717 | 717 | 717 |  | https://en.wind-turbine-models.com/turbines/762-gamesa-g58
718 | 718 | 718 | 718 | 718 |  | https://en.wind-turbine-models.com/turbines/776-gamesa-g66
719 | 719 | 719 | 719 | 719 |  | https://en.wind-turbine-models.com/turbines/34-gamesa-g80
720 | 720 | 720 | 720 | 720 |  | https://en.wind-turbine-models.com/turbines/773-gamesa-g83
721 | 721 | 721 | 721 | 721 |  | https://en.wind-turbine-models.com/turbines/548-gamesa-g87
722 | 722 | 722 | 722 | 722 |  | https://en.wind-turbine-models.com/turbines/763-gamesa-g90
723 | 723 | 723 | 723 | 723 |  | https://en.wind-turbine-models.com/turbines/764-gamesa-g97
724 | 724 | 724 | 724 | 724 |  | https://en.wind-turbine-models.com/turbines/1337-gamesa-g106-2.5mw
725 | 725 | 725 | 725 | 725 |  | https://en.wind-turbine-models.com/turbines/428-gamesa-g114-2.0mw
726 | 726 | 726 | 726 | 726 |  | https://en.wind-turbine-models.com/turbines/1486-gamesa-g114-2.1mw
727 | 727 | 727 | 727 | 727 |  | https://en.wind-turbine-models.com/turbines/765-gamesa-g114-2.5mw
728 | 728 | 728 | 728 | 728 |  | https://en.wind-turbine-models.com/turbines/1482-gamesa-g114-2.625mw
729 | 729 | 729 | 729 | 729 |  | https://en.wind-turbine-models.com/turbines/1286-gamesa-g126-2.5mw
730 | 730 | 730 | 730 | 730 |  | https://en.wind-turbine-models.com/turbines/1483-gamesa-g126-2.625mw
731 | 731 | 731 | 731 | 731 |  | https://en.wind-turbine-models.com/turbines/156-gamesa-g128-4.5mw
732 | 732 | 732 | 732 | 732 |  | https://en.wind-turbine-models.com/turbines/767-gamesa-g128-5.0mw
733 | 733 | 733 | 733 | 733 |  | https://en.wind-turbine-models.com/turbines/766-gamesa-g128-5.0mw-offshore
734 | 734 | 734 | 734 | 734 |  | https://en.wind-turbine-models.com/turbines/1336-gamesa-g132-3.3mw
735 | 735 | 735 | 735 | 735 |  | https://en.wind-turbine-models.com/turbines/1481-gamesa-g132-3.465mw
736 | 736 | 736 | 736 | 736 |  | https://en.wind-turbine-models.com/turbines/768-gamesa-g132-5.0mw
737 | 737 | 737 | 737 | 737 |  | https://en.wind-turbine-models.com/turbines/445-garuda-g-700.54
738 | 738 | 738 | 738 | 738 |  | https://en.wind-turbine-models.com/turbines/446-garuda-g-1700.84
739 | 739 | 739 | 739 | 739 |  | https://en.wind-turbine-models.com/turbines/2033-gc-china-gc54
740 | 740 | 740 | 740 | 740 |  | https://en.wind-turbine-models.com/turbines/2034-gc-china-gc57
741 | 741 | 741 | 741 | 741 |  | https://en.wind-turbine-models.com/turbines/2035-gc-china-gc59
742 | 742 | 742 | 742 | 742 |  | https://en.wind-turbine-models.com/turbines/1213-neyrpic-saint-r-my-des-landes-1000kw
743 | 743 | 743 | 743 | 743 |  | https://en.wind-turbine-models.com/turbines/2287-genemic-revo-36-220
744 | 744 | 744 | 744 | 744 |  | https://en.wind-turbine-models.com/turbines/565-ge-general-electric-ge-1.5s
745 | 745 | 745 | 745 | 745 |  | https://en.wind-turbine-models.com/turbines/654-ge-general-electric-ge-1.5se
746 | 746 | 746 | 746 | 746 |  | https://en.wind-turbine-models.com/turbines/20-ge-general-electric-ge-1.5sl
747 | 747 | 747 | 747 | 747 |  | https://en.wind-turbine-models.com/turbines/655-ge-general-electric-ge-1.5sle
748 | 748 | 748 | 748 | 748 |  | https://en.wind-turbine-models.com/turbines/656-ge-general-electric-ge-1.5xle
749 | 749 | 749 | 749 | 749 |  | https://en.wind-turbine-models.com/turbines/1294-ge-general-electric-ge-1.6-82.5
750 | 750 | 750 | 750 | 750 |  | https://en.wind-turbine-models.com/turbines/370-ge-general-electric-ge-1.6-100
751 | 751 | 751 | 751 | 751 |  | https://en.wind-turbine-models.com/turbines/746-ge-general-electric-ge-1.7-100
752 | 752 | 752 | 752 | 752 |  | https://en.wind-turbine-models.com/turbines/1591-ge-general-electric-ge-1.7-103
753 | 753 | 753 | 753 | 753 |  | https://en.wind-turbine-models.com/turbines/744-ge-general-electric-ge-1.85-82.5
754 | 754 | 754 | 754 | 754 |  | https://en.wind-turbine-models.com/turbines/745-ge-general-electric-ge-1.85-87
755 | 755 | 755 | 755 | 755 |  | https://en.wind-turbine-models.com/turbines/1837-ge-general-electric-ge-2.0-2.7-116
756 | 756 | 756 | 756 | 756 |  | https://en.wind-turbine-models.com/turbines/1838-ge-general-electric-ge-2.2-2.5-127
757 | 757 | 757 | 757 | 757 |  | https://en.wind-turbine-models.com/turbines/982-ge-general-electric-ge-2.3-107
758 | 758 | 758 | 758 | 758 |  | https://en.wind-turbine-models.com/turbines/57-ge-general-electric-ge-2.5-88
759 | 759 | 759 | 759 | 759 |  | https://en.wind-turbine-models.com/turbines/641-ge-general-electric-ge-2.5-100
760 | 760 | 760 | 760 | 760 |  | https://en.wind-turbine-models.com/turbines/1293-ge-general-electric-ge-2.5-103
761 | 761 | 761 | 761 | 761 |  | https://en.wind-turbine-models.com/turbines/310-ge-general-electric-ge-2.5-120
762 | 762 | 762 | 762 | 762 |  | https://en.wind-turbine-models.com/turbines/748-ge-general-electric-ge-2.75-100
763 | 763 | 763 | 763 | 763 |  | https://en.wind-turbine-models.com/turbines/747-ge-general-electric-ge-2.75-103
764 | 764 | 764 | 764 | 764 |  | https://en.wind-turbine-models.com/turbines/983-ge-general-electric-ge-2.75-120
765 | 765 | 765 | 765 | 765 |  | https://en.wind-turbine-models.com/turbines/749-ge-general-electric-ge-2.85-100
766 | 766 | 766 | 766 | 766 |  | https://en.wind-turbine-models.com/turbines/750-ge-general-electric-ge-2.85-103
767 | 767 | 767 | 767 | 767 |  | https://en.wind-turbine-models.com/turbines/1448-ge-general-electric-ge-3.2s
768 | 768 | 768 | 768 | 768 |  | https://en.wind-turbine-models.com/turbines/984-ge-general-electric-ge-3.2-103
769 | 769 | 769 | 769 | 769 |  | https://en.wind-turbine-models.com/turbines/1290-ge-general-electric-ge-3.2-130
770 | 770 | 770 | 770 | 770 |  | https://en.wind-turbine-models.com/turbines/1338-ge-general-electric-ge-3.4-130
771 | 771 | 771 | 771 | 771 |  | https://en.wind-turbine-models.com/turbines/1339-ge-general-electric-ge-3.4-137
772 | 772 | 772 | 772 | 772 |  | https://en.wind-turbine-models.com/turbines/58-ge-general-electric-ge-3.6s
773 | 773 | 773 | 773 | 773 |  | https://en.wind-turbine-models.com/turbines/1551-ge-general-electric-ge-3.6-137
774 | 774 | 774 | 774 | 774 |  | https://en.wind-turbine-models.com/turbines/1552-ge-general-electric-ge-3.8-130
775 | 775 | 775 | 775 | 775 |  | https://en.wind-turbine-models.com/turbines/2447-ge-general-electric-ge-3.8-137
776 | 776 | 776 | 776 | 776 |  | https://en.wind-turbine-models.com/turbines/479-ge-general-electric-ge-4.1-113
777 | 777 | 777 | 777 | 777 |  | https://en.wind-turbine-models.com/turbines/2449-ge-general-electric-ge-4.2-117
778 | 778 | 778 | 778 | 778 |  | https://en.wind-turbine-models.com/turbines/1719-ge-general-electric-ge-4.8-158-cypress
779 | 779 | 779 | 779 | 779 |  | https://en.wind-turbine-models.com/turbines/1913-ge-general-electric-ge-5.3-158-cypress
780 | 780 | 780 | 780 | 780 |  | https://en.wind-turbine-models.com/turbines/2306-ge-general-electric-5.5-158-cypress
781 | 781 | 781 | 781 | 781 |  | https://en.wind-turbine-models.com/turbines/2307-ge-general-electric-6.0-164-cypress
782 | 782 | 782 | 782 | 782 |  | https://en.wind-turbine-models.com/turbines/2469-ge-general-electric-ge-6.1-158-cypress
783 | 783 | 783 | 783 | 783 |  | https://en.wind-turbine-models.com/turbines/1809-ge-general-electric-haliade-x-12-mw
784 | 784 | 784 | 784 | 784 |  | https://en.wind-turbine-models.com/turbines/2292-ge-general-electric-haliade-x-13-mw
785 | 785 | 785 | 785 | 785 |  | https://en.wind-turbine-models.com/turbines/2320-ge-general-electric-haliade-x-14-mw
786 | 786 | 786 | 786 | 786 |  | https://en.wind-turbine-models.com/turbines/2448-ge-general-electric-ge-4.0-137
787 | 787 | 787 | 787 | 787 |  | https://en.wind-turbine-models.com/turbines/1446-ge-general-electric-haliade-150-6mw
788 | 788 | 788 | 788 | 788 |  | https://en.wind-turbine-models.com/turbines/2117-ge-general-electric-600a
789 | 789 | 789 | 789 | 789 |  | https://en.wind-turbine-models.com/turbines/780-genesys-mbh-genesys-600
790 | 790 | 790 | 790 | 790 |  | https://en.wind-turbine-models.com/turbines/195-genvind-gv20
791 | 791 | 791 | 791 | 791 |  | https://en.wind-turbine-models.com/turbines/696-genvind-gv20-2
792 | 792 | 792 | 792 | 792 |  | https://en.wind-turbine-models.com/turbines/2118-german-sustainables-gs-1000nt
793 | 793 | 793 | 793 | 793 |  | https://en.wind-turbine-models.com/turbines/682-get-danwin-225-27
794 | 794 | 794 | 794 | 794 |  | https://en.wind-turbine-models.com/turbines/409-get-danwin-225-29
795 | 795 | 795 | 795 | 795 |  | https://en.wind-turbine-models.com/turbines/414-get-danwin-600-41
796 | 796 | 796 | 796 | 796 |  | https://en.wind-turbine-models.com/turbines/1101-ggs-falcon-1250
797 | 797 | 797 | 797 | 797 |  | https://en.wind-turbine-models.com/turbines/447-ghodawat-g-1650-82
798 | 798 | 798 | 798 | 798 |  | https://en.wind-turbine-models.com/turbines/450-global-wind-power-lt-gwp47-750kw
799 | 799 | 799 | 799 | 799 |  | https://en.wind-turbine-models.com/turbines/451-global-wind-power-lt-gwp82-2000kw
800 | 800 | 800 | 800 | 800 |  | https://en.wind-turbine-models.com/turbines/1095-global-wind-power-lt-gwp-100-2500
801 | 801 | 801 | 801 | 801 |  | https://en.wind-turbine-models.com/turbines/1094-global-wind-power-lt-gwp-my-1500
802 | 802 | 802 | 802 | 802 |  | https://en.wind-turbine-models.com/turbines/2450-gmb-circulair
803 | 803 | 803 | 803 | 803 |  | https://en.wind-turbine-models.com/turbines/1347-goedecke-aerocraft-1002h
804 | 804 | 804 | 804 | 804 |  | https://en.wind-turbine-models.com/turbines/1445-goslich-gt-10
805 | 805 | 805 | 805 | 805 |  | https://en.wind-turbine-models.com/turbines/305-green-power-sarl-yonval-gp40-old-model
806 | 806 | 806 | 806 | 806 |  | https://en.wind-turbine-models.com/turbines/1067-green-power-sarl-gp-yonval-40-16
807 | 807 | 807 | 807 | 807 |  | https://en.wind-turbine-models.com/turbines/1675-greenstorm-gs-21-s
808 | 808 | 808 | 808 | 808 |  | https://en.wind-turbine-models.com/turbines/524-grumman-windstream-33
809 | 809 | 809 | 809 | 809 |  | https://en.wind-turbine-models.com/turbines/1698-weg-agw-100
810 | 810 | 810 | 810 | 810 |  | https://en.wind-turbine-models.com/turbines/1697-weg-agw-110-2.1
811 | 811 | 811 | 811 | 811 |  | https://en.wind-turbine-models.com/turbines/2342-weg-agw-147-4.2
812 | 812 | 812 | 812 | 812 |  | https://en.wind-turbine-models.com/turbines/2474-weg-agw-172-7.x
813 | 813 | 813 | 813 | 813 |  | https://en.wind-turbine-models.com/turbines/292-united-power-up1500-86
814 | 814 | 814 | 814 | 814 |  | https://en.wind-turbine-models.com/turbines/293-united-power-up2000-97
815 | 815 | 815 | 815 | 815 |  | https://en.wind-turbine-models.com/turbines/294-united-power-up3000-120
816 | 816 | 816 | 816 | 816 |  | https://en.wind-turbine-models.com/turbines/295-united-power-up6000-136
817 | 817 | 817 | 817 | 817 |  | https://en.wind-turbine-models.com/turbines/2421-united-power-up11000-200
818 | 818 | 818 | 818 | 818 |  | https://en.wind-turbine-models.com/turbines/1160-hanjin-hjwt100
819 | 819 | 819 | 819 | 819 |  | https://en.wind-turbine-models.com/turbines/1156-hanjin-hjwt1500-77
820 | 820 | 820 | 820 | 820 |  | https://en.wind-turbine-models.com/turbines/1157-hanjin-hjwt2000-87
821 | 821 | 821 | 821 | 821 |  | https://en.wind-turbine-models.com/turbines/1158-hanjin-hjwt2000-93
822 | 822 | 822 | 822 | 822 |  | https://en.wind-turbine-models.com/turbines/1159-hanjin-hjwt2500-103
823 | 823 | 823 | 823 | 823 |  | https://en.wind-turbine-models.com/turbines/1733-hannevind-vindkraft-11kw
824 | 824 | 824 | 824 | 824 |  | https://en.wind-turbine-models.com/turbines/1734-hannevind-vindkraft-15kw
825 | 825 | 825 | 825 | 825 |  | https://en.wind-turbine-models.com/turbines/1735-hannevind-vindkraft-22kw
826 | 826 | 826 | 826 | 826 |  | https://en.wind-turbine-models.com/turbines/1736-hannevind-vindkraft-30kw
827 | 827 | 827 | 827 | 827 |  | https://en.wind-turbine-models.com/turbines/1737-hannevind-vindkraft-5.5kw
828 | 828 | 828 | 828 | 828 |  | https://en.wind-turbine-models.com/turbines/855-svaneborg-stand-alone
829 | 829 | 829 | 829 | 829 |  | https://en.wind-turbine-models.com/turbines/836-hag-et500-37
830 | 830 | 830 | 830 | 830 |  | https://en.wind-turbine-models.com/turbines/259-hag-et550-41
831 | 831 | 831 | 831 | 831 |  | https://en.wind-turbine-models.com/turbines/80-harakosan-stx-82
832 | 832 | 832 | 832 | 832 |  | https://en.wind-turbine-models.com/turbines/125-harlingen-prototype
833 | 833 | 833 | 833 | 833 |  | https://en.wind-turbine-models.com/turbines/1023-haue-eco-sign-vertical-axis-wind-turbine-generator
834 | 834 | 834 | 834 | 834 |  | https://en.wind-turbine-models.com/turbines/1435-heag-hw1-780
835 | 835 | 835 | 835 | 835 |  | https://en.wind-turbine-models.com/turbines/1440-heag-hw2-s1500-77
836 | 836 | 836 | 836 | 836 |  | https://en.wind-turbine-models.com/turbines/2027-heag-hw2-s1500-82
837 | 837 | 837 | 837 | 837 |  | https://en.wind-turbine-models.com/turbines/2028-heag-hw2-s1500-87
838 | 838 | 838 | 838 | 838 |  | https://en.wind-turbine-models.com/turbines/2029-heag-hw2-s1500-92
839 | 839 | 839 | 839 | 839 |  | https://en.wind-turbine-models.com/turbines/2030-heag-hw2-s2000-110
840 | 840 | 840 | 840 | 840 |  | https://en.wind-turbine-models.com/turbines/1436-heag-hw3-s2500-90
841 | 841 | 841 | 841 | 841 |  | https://en.wind-turbine-models.com/turbines/1437-heag-hw3-s2500-97
842 | 842 | 842 | 842 | 842 |  | https://en.wind-turbine-models.com/turbines/1438-heag-hw3-s2500-103
843 | 843 | 843 | 843 | 843 |  | https://en.wind-turbine-models.com/turbines/1439-heag-hw3-s2500-110
844 | 844 | 844 | 844 | 844 |  | https://en.wind-turbine-models.com/turbines/525-hedan-model-xs
845 | 845 | 845 | 845 | 845 |  | https://en.wind-turbine-models.com/turbines/526-hedan-model-xt
846 | 846 | 846 | 846 | 846 |  | https://en.wind-turbine-models.com/turbines/2009-heidelberg-motor-gmbh-hm20
847 | 847 | 847 | 847 | 847 |  | https://en.wind-turbine-models.com/turbines/2008-heidelberg-motor-gmbh-hm300
848 | 848 | 848 | 848 | 848 |  | https://en.wind-turbine-models.com/turbines/2010-heidelberg-motor-gmbh-hm1000
849 | 849 | 849 | 849 | 849 |  | https://en.wind-turbine-models.com/turbines/345-dove-doba-4
850 | 850 | 850 | 850 | 850 |  | https://en.wind-turbine-models.com/turbines/1646-laverenz-wka
851 | 851 | 851 | 851 | 851 |  | https://en.wind-turbine-models.com/turbines/1008-henning-friis-jensen-m-lle
852 | 852 | 852 | 852 | 852 |  | https://en.wind-turbine-models.com/turbines/158-henrik-stiesdal-prototype
853 | 853 | 853 | 853 | 853 |  | https://en.wind-turbine-models.com/turbines/1571-bruemmer-bw-100
854 | 854 | 854 | 854 | 854 |  | https://en.wind-turbine-models.com/turbines/442-bruemmer-bw-120
855 | 855 | 855 | 855 | 855 |  | https://en.wind-turbine-models.com/turbines/1572-bruemmer-bw-160
856 | 856 | 856 | 856 | 856 |  | https://en.wind-turbine-models.com/turbines/1573-bruemmer-bw-200
857 | 857 | 857 | 857 | 857 |  | https://en.wind-turbine-models.com/turbines/922-hermann-claussen-tornado
858 | 858 | 858 | 858 | 858 |  | https://en.wind-turbine-models.com/turbines/146-honnef-turbine-1
859 | 859 | 859 | 859 | 859 |  | https://en.wind-turbine-models.com/turbines/1949-heyde-windtechnik-heywind-2.5
860 | 860 | 860 | 860 | 860 |  | https://en.wind-turbine-models.com/turbines/1950-heyde-windtechnik-heywind-3.5
861 | 861 | 861 | 861 | 861 |  | https://en.wind-turbine-models.com/turbines/1951-heyde-windtechnik-heywind-5.0
862 | 862 | 862 | 862 | 862 |  | https://en.wind-turbine-models.com/turbines/1044-hi-vawt-ds-3000w
863 | 863 | 863 | 863 | 863 |  | https://en.wind-turbine-models.com/turbines/1559-hibbeln-eigenbau
864 | 864 | 864 | 864 | 864 |  | https://en.wind-turbine-models.com/turbines/839-hidrotim-eoltim-3-1-model
865 | 865 | 865 | 865 | 865 |  | https://en.wind-turbine-models.com/turbines/840-hidrotim-eoltim-3-3-variant-i
866 | 866 | 866 | 866 | 866 |  | https://en.wind-turbine-models.com/turbines/838-hidrotim-eoltim-3-5-variant-ii
867 | 867 | 867 | 867 | 867 |  | https://en.wind-turbine-models.com/turbines/1009-hitachi-ltd.-htw2.0-80
868 | 868 | 868 | 868 | 868 |  | https://en.wind-turbine-models.com/turbines/2140-hitachi-ltd.-htw2.0-86
869 | 869 | 869 | 869 | 869 |  | https://en.wind-turbine-models.com/turbines/2141-hitachi-ltd.-htw2.1-80a
870 | 870 | 870 | 870 | 870 |  | https://en.wind-turbine-models.com/turbines/2139-hitachi-ltd.-htw5.0-126
871 | 871 | 871 | 871 | 871 |  | https://en.wind-turbine-models.com/turbines/1554-hitachi-ltd.-htw5.2-127
872 | 872 | 872 | 872 | 872 |  | https://en.wind-turbine-models.com/turbines/1553-hitachi-ltd.-htw5.2-136
873 | 873 | 873 | 873 | 873 |  | https://en.wind-turbine-models.com/turbines/1034-holec-wps-30-3
874 | 874 | 874 | 874 | 874 |  | https://en.wind-turbine-models.com/turbines/1033-holec-wps-35-550
875 | 875 | 875 | 875 | 875 |  | https://en.wind-turbine-models.com/turbines/2366-holger-danske-hd-1
876 | 876 | 876 | 876 | 876 |  | https://en.wind-turbine-models.com/turbines/2367-holger-danske-hd-2
877 | 877 | 877 | 877 | 877 |  | https://en.wind-turbine-models.com/turbines/535-hsw-husumer-schiffs.-hsw-30
878 | 878 | 878 | 878 | 878 |  | https://en.wind-turbine-models.com/turbines/2325-hsw-husumer-schiffs.-hsw-200
879 | 879 | 879 | 879 | 879 |  | https://en.wind-turbine-models.com/turbines/1285-hsw-husumer-schiffs.-hsw-250
880 | 880 | 880 | 880 | 880 |  | https://en.wind-turbine-models.com/turbines/265-hsw-husumer-schiffs.-hsw-250-t
881 | 881 | 881 | 881 | 881 |  | https://en.wind-turbine-models.com/turbines/701-hsw-husumer-schiffs.-hsw-750
882 | 882 | 882 | 882 | 882 |  | https://en.wind-turbine-models.com/turbines/1170-hsw-husumer-schiffs.-hsw-750-48
883 | 883 | 883 | 883 | 883 |  | https://en.wind-turbine-models.com/turbines/266-hsw-husumer-schiffs.-hsw-1000-54
884 | 884 | 884 | 884 | 884 |  | https://en.wind-turbine-models.com/turbines/728-hsw-husumer-schiffs.-hsw-1000-57
885 | 885 | 885 | 885 | 885 |  | https://en.wind-turbine-models.com/turbines/360-hswind-viking-25
886 | 886 | 886 | 886 | 886 |  | https://en.wind-turbine-models.com/turbines/662-hvk-herborg-hvk-5
887 | 887 | 887 | 887 | 887 |  | https://en.wind-turbine-models.com/turbines/993-hvk-herborg-hvk-5
888 | 888 | 888 | 888 | 888 |  | https://en.wind-turbine-models.com/turbines/660-hvk-herborg-hvk-15
889 | 889 | 889 | 889 | 889 |  | https://en.wind-turbine-models.com/turbines/202-hvk-herborg-vestas-hvk-30
890 | 890 | 890 | 890 | 890 |  | https://en.wind-turbine-models.com/turbines/661-hvk-herborg-hvk-30
891 | 891 | 891 | 891 | 891 |  | https://en.wind-turbine-models.com/turbines/706-hvk-herborg-vestas-hvk-30
892 | 892 | 892 | 892 | 892 |  | https://en.wind-turbine-models.com/turbines/1422-hvk-herborg-hvk-37
893 | 893 | 893 | 893 | 893 |  | https://en.wind-turbine-models.com/turbines/203-hvk-herborg-vestas-hvk-55
894 | 894 | 894 | 894 | 894 |  | https://en.wind-turbine-models.com/turbines/992-hvk-herborg-hvk-55
895 | 895 | 895 | 895 | 895 |  | https://en.wind-turbine-models.com/turbines/1887-hvk-herborg-hvk-120
896 | 896 | 896 | 896 | 896 |  | https://en.wind-turbine-models.com/turbines/1181-hyosung-hs50
897 | 897 | 897 | 897 | 897 |  | https://en.wind-turbine-models.com/turbines/82-hyosung-hs90
898 | 898 | 898 | 898 | 898 |  | https://en.wind-turbine-models.com/turbines/1182-hyosung-hs139
899 | 899 | 899 | 899 | 899 |  | https://en.wind-turbine-models.com/turbines/306-hyundai-hq1650-77
900 | 900 | 900 | 900 | 900 |  | https://en.wind-turbine-models.com/turbines/1178-hyundai-hq2000-86
901 | 901 | 901 | 901 | 901 |  | https://en.wind-turbine-models.com/turbines/1179-hyundai-hq2000-93
902 | 902 | 902 | 902 | 902 |  | https://en.wind-turbine-models.com/turbines/1180-hyundai-hq5500-140
903 | 903 | 903 | 903 | 903 |  | https://en.wind-turbine-models.com/turbines/1869-impec-60kw
904 | 904 | 904 | 904 | 904 |  | https://en.wind-turbine-models.com/turbines/1306-impsa-iv-70
905 | 905 | 905 | 905 | 905 |  | https://en.wind-turbine-models.com/turbines/1310-impsa-iwp-70-1.5
906 | 906 | 906 | 906 | 906 |  | https://en.wind-turbine-models.com/turbines/1311-impsa-iwp-70-1.8
907 | 907 | 907 | 907 | 907 |  | https://en.wind-turbine-models.com/turbines/1307-impsa-iv-77
908 | 908 | 908 | 908 | 908 |  | https://en.wind-turbine-models.com/turbines/1308-impsa-iv-82
909 | 909 | 909 | 909 | 909 |  | https://en.wind-turbine-models.com/turbines/1312-impsa-iwp-83
910 | 910 | 910 | 910 | 910 |  | https://en.wind-turbine-models.com/turbines/1313-impsa-iwp-85
911 | 911 | 911 | 911 | 911 |  | https://en.wind-turbine-models.com/turbines/1309-impsa-iv-87
912 | 912 | 912 | 912 | 912 |  | https://en.wind-turbine-models.com/turbines/1314-impsa-iwp-93
913 | 913 | 913 | 913 | 913 |  | https://en.wind-turbine-models.com/turbines/1315-impsa-iwp-100
914 | 914 | 914 | 914 | 914 |  | https://en.wind-turbine-models.com/turbines/1316-impsa-iwp-103
915 | 915 | 915 | 915 | 915 |  | https://en.wind-turbine-models.com/turbines/1096-india-wind-power-iwpl-29-250
916 | 916 | 916 | 916 | 916 |  | https://en.wind-turbine-models.com/turbines/946-ingetur-it-60-1300
917 | 917 | 917 | 917 | 917 |  | https://en.wind-turbine-models.com/turbines/947-ingetur-it-70-1300
918 | 918 | 918 | 918 | 918 |  | https://en.wind-turbine-models.com/turbines/948-ingetur-it-70-1500
919 | 919 | 919 | 919 | 919 |  | https://en.wind-turbine-models.com/turbines/949-ingetur-it-77-1500
920 | 920 | 920 | 920 | 920 |  | https://en.wind-turbine-models.com/turbines/1097-inox-df-93
921 | 921 | 921 | 921 | 921 |  | https://en.wind-turbine-models.com/turbines/1098-inox-df-100
922 | 922 | 922 | 922 | 922 |  | https://en.wind-turbine-models.com/turbines/1846-inox-df-113
923 | 923 | 923 | 923 | 923 |  | https://en.wind-turbine-models.com/turbines/448-inox-wt-2000-df
924 | 924 | 924 | 924 | 924 |  | https://en.wind-turbine-models.com/turbines/1046-i.r.d.-15kw
925 | 925 | 925 | 925 | 925 |  | https://en.wind-turbine-models.com/turbines/1048-i.r.d.-22kw
926 | 926 | 926 | 926 | 926 |  | https://en.wind-turbine-models.com/turbines/1047-i.r.d.-55kw
927 | 927 | 927 | 927 | 927 |  | https://en.wind-turbine-models.com/turbines/2053-iskra-at5-1
928 | 928 | 928 | 928 | 928 |  | https://en.wind-turbine-models.com/turbines/1811-italia-hawt-prototype
929 | 929 | 929 | 929 | 929 |  | https://en.wind-turbine-models.com/turbines/1812-italia-vawt-prototype
930 | 930 | 930 | 930 | 930 |  | https://en.wind-turbine-models.com/turbines/1611-iwt-v42
931 | 931 | 931 | 931 | 931 |  | https://en.wind-turbine-models.com/turbines/1599-iwt-v47
932 | 932 | 932 | 932 | 932 |  | https://en.wind-turbine-models.com/turbines/1604-iwt-v52
933 | 933 | 933 | 933 | 933 |  | https://en.wind-turbine-models.com/turbines/2476-iwt-v66
934 | 934 | 934 | 934 | 934 |  | https://en.wind-turbine-models.com/turbines/816-izar-turbinas-bonus-44-600
935 | 935 | 935 | 935 | 935 |  | https://en.wind-turbine-models.com/turbines/2172-izar-turbinas-bonus-54-1000
936 | 936 | 936 | 936 | 936 |  | https://en.wind-turbine-models.com/turbines/1818-izar-turbinas-bonus-55-1300
937 | 937 | 937 | 937 | 937 |  | https://en.wind-turbine-models.com/turbines/815-izar-turbinas-bonus-62-1300
938 | 938 | 938 | 938 | 938 |  | https://en.wind-turbine-models.com/turbines/2173-jacobs-37-500
939 | 939 | 939 | 939 | 939 |  | https://en.wind-turbine-models.com/turbines/1377-jacobs-41-500
940 | 940 | 940 | 940 | 940 |  | https://en.wind-turbine-models.com/turbines/1174-jacobs-43-600
941 | 941 | 941 | 941 | 941 |  | https://en.wind-turbine-models.com/turbines/389-jacobs-48-600
942 | 942 | 942 | 942 | 942 |  | https://en.wind-turbine-models.com/turbines/391-jacobs-48-750
943 | 943 | 943 | 943 | 943 |  | https://en.wind-turbine-models.com/turbines/398-jacobs-57-1000
944 | 944 | 944 | 944 | 944 |  | https://en.wind-turbine-models.com/turbines/401-jacobs-md-70
945 | 945 | 945 | 945 | 945 |  | https://en.wind-turbine-models.com/turbines/402-jacobs-md-77
946 | 946 | 946 | 946 | 946 |  | https://en.wind-turbine-models.com/turbines/1410-jacobs-powertec-jpt-3-120
947 | 947 | 947 | 947 | 947 |  | https://en.wind-turbine-models.com/turbines/537-jacobs-wind-electric-31-20
948 | 948 | 948 | 948 | 948 |  | https://en.wind-turbine-models.com/turbines/1385-james-howden-hwp-60
949 | 949 | 949 | 949 | 949 |  | https://en.wind-turbine-models.com/turbines/1386-james-howden-hwp-200
950 | 950 | 950 | 950 | 950 |  | https://en.wind-turbine-models.com/turbines/1384-james-howden-hwp-300
951 | 951 | 951 | 951 | 951 |  | https://en.wind-turbine-models.com/turbines/361-james-howden-hwp-330
952 | 952 | 952 | 952 | 952 |  | https://en.wind-turbine-models.com/turbines/557-james-howden-hwp-750
953 | 953 | 953 | 953 | 953 |  | https://en.wind-turbine-models.com/turbines/1813-james-howden-hwp-1000
954 | 954 | 954 | 954 | 954 |  | https://en.wind-turbine-models.com/turbines/998-jernst-beri-a-s-5-vinget-klapsejler
955 | 955 | 955 | 955 | 955 |  | https://en.wind-turbine-models.com/turbines/103-jeumont-j-48-750
956 | 956 | 956 | 956 | 956 |  | https://en.wind-turbine-models.com/turbines/2515-jfe-lw-50-750
957 | 957 | 957 | 957 | 957 |  | https://en.wind-turbine-models.com/turbines/2121-john-brown-costa-head-turbine
958 | 958 | 958 | 958 | 958 |  | https://en.wind-turbine-models.com/turbines/2327-j-zef-antos-rebielice-kr-lewskie
959 | 959 | 959 | 959 | 959 |  | https://en.wind-turbine-models.com/turbines/2511-jsw-japan-steel-work-j70
960 | 960 | 960 | 960 | 960 |  | https://en.wind-turbine-models.com/turbines/65-jsw-japan-steel-work-j82-2.0
961 | 961 | 961 | 961 | 961 |  | https://en.wind-turbine-models.com/turbines/2516-jsw-japan-steel-work-j82-2.0d
962 | 962 | 962 | 962 | 962 |  | https://en.wind-turbine-models.com/turbines/2508-jsw-japan-steel-work-j100-2.7
963 | 963 | 963 | 963 | 963 |  | https://en.wind-turbine-models.com/turbines/1007-k.m.-vindm-ller-km-t-103
964 | 964 | 964 | 964 | 964 |  | https://en.wind-turbine-models.com/turbines/986-k.m.-vindm-ller-t202-swinger
965 | 965 | 965 | 965 | 965 |  | https://en.wind-turbine-models.com/turbines/251-kaehler-maschinenbau-kano-rotor
966 | 966 | 966 | 966 | 966 |  | https://en.wind-turbine-models.com/turbines/520-kaman-40-kw
967 | 967 | 967 | 967 | 967 |  | https://en.wind-turbine-models.com/turbines/1028-karlskronavarvet-wts-3-maglarp
968 | 968 | 968 | 968 | 968 |  | https://en.wind-turbine-models.com/turbines/2361-kenera-maxcap-141
969 | 969 | 969 | 969 | 969 |  | https://en.wind-turbine-models.com/turbines/759-kenersys-k82-2.0mw
970 | 970 | 970 | 970 | 970 |  | https://en.wind-turbine-models.com/turbines/760-kenersys-k100-2.5mw
971 | 971 | 971 | 971 | 971 |  | https://en.wind-turbine-models.com/turbines/35-kenersys-k110-2.4mw
972 | 972 | 972 | 972 | 972 |  | https://en.wind-turbine-models.com/turbines/761-kenersys-k120-2.3mw
973 | 973 | 973 | 973 | 973 |  | https://en.wind-turbine-models.com/turbines/116-kenetech-kvs-33
974 | 974 | 974 | 974 | 974 |  | https://en.wind-turbine-models.com/turbines/975-kenetech-33-m-vs
975 | 975 | 975 | 975 | 975 |  | https://en.wind-turbine-models.com/turbines/316-kenetech-kcs-56
976 | 976 | 976 | 976 | 976 |  | https://en.wind-turbine-models.com/turbines/1043-kessler-spinwind
977 | 977 | 977 | 977 | 977 |  | https://en.wind-turbine-models.com/turbines/2046-kestrel-ltd.-e300i
978 | 978 | 978 | 978 | 978 |  | https://en.wind-turbine-models.com/turbines/2045-kestrel-ltd.-e400nb
979 | 979 | 979 | 979 | 979 |  | https://en.wind-turbine-models.com/turbines/1245-keuka-energy-rim-drive
980 | 980 | 980 | 980 | 980 |  | https://en.wind-turbine-models.com/turbines/666-kingspan-renewables-kw6
981 | 981 | 981 | 981 | 981 |  | https://en.wind-turbine-models.com/turbines/2155-kleinwind-gmbh-schachner-windrad-sw1.5
982 | 982 | 982 | 982 | 982 |  | https://en.wind-turbine-models.com/turbines/2153-kleinwind-gmbh-schachner-windrad-sw5
983 | 983 | 983 | 983 | 983 |  | https://en.wind-turbine-models.com/turbines/2154-kleinwind-gmbh-schachner-windrad-sw10
984 | 984 | 984 | 984 | 984 |  | https://en.wind-turbine-models.com/turbines/2385-kliux-geo-1800
985 | 985 | 985 | 985 | 985 |  | https://en.wind-turbine-models.com/turbines/1878-komaihaltec-kwt300
986 | 986 | 986 | 986 | 986 |  | https://en.wind-turbine-models.com/turbines/480-kon-ar-ko-va-57-1
987 | 987 | 987 | 987 | 987 |  | https://en.wind-turbine-models.com/turbines/481-kon-ar-k80
988 | 988 | 988 | 988 | 988 |  | https://en.wind-turbine-models.com/turbines/2384-kon-ar-k104
989 | 989 | 989 | 989 | 989 |  | https://en.wind-turbine-models.com/turbines/199-kongsted-kongsted-m-llen-fiberglass-blades
990 | 990 | 990 | 990 | 990 |  | https://en.wind-turbine-models.com/turbines/200-kongsted-kongsted-m-llen-nacelle-fiberglass-blades
991 | 991 | 991 | 991 | 991 |  | https://en.wind-turbine-models.com/turbines/198-kongsted-kongsted-m-llen-nacelle-wood-blades
992 | 992 | 992 | 992 | 992 |  | https://en.wind-turbine-models.com/turbines/197-kongsted-kongsted-m-llen-wood-blades
993 | 993 | 993 | 993 | 993 |  | https://en.wind-turbine-models.com/turbines/1287-kongsted-kongsted-m-llen-18kw
994 | 994 | 994 | 994 | 994 |  | https://en.wind-turbine-models.com/turbines/841-koester-adler-pumping-station-arbshagen
995 | 995 | 995 | 995 | 995 |  | https://en.wind-turbine-models.com/turbines/906-koester-adler-pumping-station-kaiser-wilhelm-koog
996 | 996 | 996 | 996 | 996 |  | https://en.wind-turbine-models.com/turbines/1704-koester-adler-pumping-station-lobbe
997 | 997 | 997 | 997 | 997 |  | https://en.wind-turbine-models.com/turbines/1460-koester-adler-pumping-station-usedom
998 | 998 | 998 | 998 | 998 |  | https://en.wind-turbine-models.com/turbines/234-koester-adler-25
999 | 999 | 999 | 999 | 999 |  | https://en.wind-turbine-models.com/turbines/1442-krampitz-kk
1000 | 1000 | 1000 | 1000 | 1000 |  | https://en.wind-turbine-models.com/turbines/2174-kramsbjerg-m-llen-10-kw
1001 | 1001 | 1001 | 1001 | 1001 |  | https://en.wind-turbine-models.com/turbines/1035-krasnovsky-wime-d-30
1002 | 1002 | 1002 | 1002 | 1002 |  | https://en.wind-turbine-models.com/turbines/324-krogmann-15-50
1003 | 1003 | 1003 | 1003 | 1003 |  | https://en.wind-turbine-models.com/turbines/680-kuriant-ke-11k
1004 | 1004 | 1004 | 1004 | 1004 |  | https://en.wind-turbine-models.com/turbines/171-kuriant-ke-15-4
1005 | 1005 | 1005 | 1005 | 1005 |  | https://en.wind-turbine-models.com/turbines/679-kuriant-ke-18-4eh
1006 | 1006 | 1006 | 1006 | 1006 |  | https://en.wind-turbine-models.com/turbines/988-kva-vind-kva-6-10
1007 | 1007 | 1007 | 1007 | 1007 |  | https://en.wind-turbine-models.com/turbines/1935-kva-vind-kva-vind-10-15
1008 | 1008 | 1008 | 1008 | 1008 |  | https://en.wind-turbine-models.com/turbines/830-kv-rner-turbin-ab-naesudden-ii
1009 | 1009 | 1009 | 1009 | 1009 |  | https://en.wind-turbine-models.com/turbines/1029-kv-rner-turbin-ab-naesudden-i-wts-75
1010 | 1010 | 1010 | 1010 | 1010 |  | https://en.wind-turbine-models.com/turbines/407-lagerwey-lw-10-35
1011 | 1011 | 1011 | 1011 | 1011 |  | https://en.wind-turbine-models.com/turbines/117-lagerwey-lw-15-75
1012 | 1012 | 1012 | 1012 | 1012 |  | https://en.wind-turbine-models.com/turbines/79-lagerwey-lw-18-80
1013 | 1013 | 1013 | 1013 | 1013 |  | https://en.wind-turbine-models.com/turbines/378-lagerwey-lw-27-250
1014 | 1014 | 1014 | 1014 | 1014 |  | https://en.wind-turbine-models.com/turbines/380-lagerwey-lw-30-250
1015 | 1015 | 1015 | 1015 | 1015 |  | https://en.wind-turbine-models.com/turbines/61-lagerwey-lw-50-750
1016 | 1016 | 1016 | 1016 | 1016 |  | https://en.wind-turbine-models.com/turbines/51-lagerwey-lw-52-750
1017 | 1017 | 1017 | 1017 | 1017 |  | https://en.wind-turbine-models.com/turbines/1349-lagerwey-lw-58-750
1018 | 1018 | 1018 | 1018 | 1018 |  | https://en.wind-turbine-models.com/turbines/423-lagerwey-lw-72-2000
1019 | 1019 | 1019 | 1019 | 1019 |  | https://en.wind-turbine-models.com/turbines/137-lagerwey-l82-2.0-mw
1020 | 1020 | 1020 | 1020 | 1020 |  | https://en.wind-turbine-models.com/turbines/1451-lagerwey-l82-2.3-mw
1021 | 1021 | 1021 | 1021 | 1021 |  | https://en.wind-turbine-models.com/turbines/1450-lagerwey-l93-1.5-mw
1022 | 1022 | 1022 | 1022 | 1022 |  | https://en.wind-turbine-models.com/turbines/336-lagerwey-l93-2.6-mw
1023 | 1023 | 1023 | 1023 | 1023 |  | https://en.wind-turbine-models.com/turbines/640-lagerwey-l100-1.5-mw
1024 | 1024 | 1024 | 1024 | 1024 |  | https://en.wind-turbine-models.com/turbines/638-lagerwey-l100-2.5-mw
1025 | 1025 | 1025 | 1025 | 1025 |  | https://en.wind-turbine-models.com/turbines/639-lagerwey-l100-3.0-mw
1026 | 1026 | 1026 | 1026 | 1026 |  | https://en.wind-turbine-models.com/turbines/951-lagerwey-l132-3.8-mw
1027 | 1027 | 1027 | 1027 | 1027 |  | https://en.wind-turbine-models.com/turbines/1452-lagerwey-l136-4.0-mw
1028 | 1028 | 1028 | 1028 | 1028 |  | https://en.wind-turbine-models.com/turbines/1720-lagerwey-l136-4.5-mw
1029 | 1029 | 1029 | 1029 | 1029 |  | https://en.wind-turbine-models.com/turbines/1903-lagerwey-l147-lp4
1030 | 1030 | 1030 | 1030 | 1030 |  | https://en.wind-turbine-models.com/turbines/1904-lagerwey-l160-lp4
1031 | 1031 | 1031 | 1031 | 1031 |  | https://en.wind-turbine-models.com/turbines/726-lahmann-stampa-hawi-15
1032 | 1032 | 1032 | 1032 | 1032 |  | https://en.wind-turbine-models.com/turbines/1187-lanzhou-lec-2.0-mw-wd-r93
1033 | 1033 | 1033 | 1033 | 1033 |  | https://en.wind-turbine-models.com/turbines/464-shriram-ltw-77
1034 | 1034 | 1034 | 1034 | 1034 |  | https://en.wind-turbine-models.com/turbines/1816-leitwind-ltw42-250
1035 | 1035 | 1035 | 1035 | 1035 |  | https://en.wind-turbine-models.com/turbines/1647-leitwind-ltw62-1200
1036 | 1036 | 1036 | 1036 | 1036 |  | https://en.wind-turbine-models.com/turbines/621-leitwind-ltw70-2000
1037 | 1037 | 1037 | 1037 | 1037 |  | https://en.wind-turbine-models.com/turbines/1648-leitwind-ltw77-800
1038 | 1038 | 1038 | 1038 | 1038 |  | https://en.wind-turbine-models.com/turbines/622-leitwind-ltw77-850
1039 | 1039 | 1039 | 1039 | 1039 |  | https://en.wind-turbine-models.com/turbines/1649-leitwind-ltw77-1000
1040 | 1040 | 1040 | 1040 | 1040 |  | https://en.wind-turbine-models.com/turbines/1650-leitwind-ltw77-1350
1041 | 1041 | 1041 | 1041 | 1041 |  | https://en.wind-turbine-models.com/turbines/307-leitwind-ltw77-1500
1042 | 1042 | 1042 | 1042 | 1042 |  | https://en.wind-turbine-models.com/turbines/1652-leitwind-ltw80-800
1043 | 1043 | 1043 | 1043 | 1043 |  | https://en.wind-turbine-models.com/turbines/623-leitwind-ltw80-850
1044 | 1044 | 1044 | 1044 | 1044 |  | https://en.wind-turbine-models.com/turbines/1651-leitwind-ltw80-1000
1045 | 1045 | 1045 | 1045 | 1045 |  | https://en.wind-turbine-models.com/turbines/624-leitwind-ltw80-1500
1046 | 1046 | 1046 | 1046 | 1046 |  | https://en.wind-turbine-models.com/turbines/1653-leitwind-ltw80-1650
1047 | 1047 | 1047 | 1047 | 1047 |  | https://en.wind-turbine-models.com/turbines/625-leitwind-ltw80-1800
1048 | 1048 | 1048 | 1048 | 1048 |  | https://en.wind-turbine-models.com/turbines/1654-leitwind-ltw86-1000
1049 | 1049 | 1049 | 1049 | 1049 |  | https://en.wind-turbine-models.com/turbines/626-leitwind-ltw86-1500
1050 | 1050 | 1050 | 1050 | 1050 |  | https://en.wind-turbine-models.com/turbines/1817-leitwind-ltw90-950
1051 | 1051 | 1051 | 1051 | 1051 |  | https://en.wind-turbine-models.com/turbines/1655-leitwind-ltw90-1000
1052 | 1052 | 1052 | 1052 | 1052 |  | https://en.wind-turbine-models.com/turbines/1656-leitwind-ltw90-1500
1053 | 1053 | 1053 | 1053 | 1053 |  | https://en.wind-turbine-models.com/turbines/1657-leitwind-ltw90-2000
1054 | 1054 | 1054 | 1054 | 1054 |  | https://en.wind-turbine-models.com/turbines/1658-leitwind-ltw93-3000
1055 | 1055 | 1055 | 1055 | 1055 |  | https://en.wind-turbine-models.com/turbines/1133-leitwind-ltw101-2000
1056 | 1056 | 1056 | 1056 | 1056 |  | https://en.wind-turbine-models.com/turbines/1134-leitwind-ltw101-2500
1057 | 1057 | 1057 | 1057 | 1057 |  | https://en.wind-turbine-models.com/turbines/620-leitwind-ltw101-3000
1058 | 1058 | 1058 | 1058 | 1058 |  | https://en.wind-turbine-models.com/turbines/627-leitwind-ltw104-2000
1059 | 1059 | 1059 | 1059 | 1059 |  | https://en.wind-turbine-models.com/turbines/628-leitwind-ltw104-2500
1060 | 1060 | 1060 | 1060 | 1060 |  | https://en.wind-turbine-models.com/turbines/1471-lykkegaard-4-vingede-klapsejler
1061 | 1061 | 1061 | 1061 | 1061 |  | https://en.wind-turbine-models.com/turbines/2175-lmw-10-7
1062 | 1062 | 1062 | 1062 | 1062 |  | https://en.wind-turbine-models.com/turbines/2521-luvside-double-helix-0.5-marina
1063 | 1063 | 1063 | 1063 | 1063 |  | https://en.wind-turbine-models.com/turbines/2522-luvside-ls-doppel-helix-1.0
1064 | 1064 | 1064 | 1064 | 1064 |  | https://en.wind-turbine-models.com/turbines/2518-luvside-ls-doppel-helix-1-5
1065 | 1065 | 1065 | 1065 | 1065 |  | https://en.wind-turbine-models.com/turbines/2519-luvside-helix-3.0
1066 | 1066 | 1066 | 1066 | 1066 |  | https://en.wind-turbine-models.com/turbines/2523-luvside-hurakan-8.0
1067 | 1067 | 1067 | 1067 | 1067 |  | https://en.wind-turbine-models.com/turbines/808-m.torres-twt-1.5-70
1068 | 1068 | 1068 | 1068 | 1068 |  | https://en.wind-turbine-models.com/turbines/801-m.torres-twt-1.5-72
1069 | 1069 | 1069 | 1069 | 1069 |  | https://en.wind-turbine-models.com/turbines/809-m.torres-twt-1.5-77
1070 | 1070 | 1070 | 1070 | 1070 |  | https://en.wind-turbine-models.com/turbines/802-m.torres-twt-1.65-70
1071 | 1071 | 1071 | 1071 | 1071 |  | https://en.wind-turbine-models.com/turbines/803-m.torres-twt-1.65-77
1072 | 1072 | 1072 | 1072 | 1072 |  | https://en.wind-turbine-models.com/turbines/804-m.torres-twt-1.65-82
1073 | 1073 | 1073 | 1073 | 1073 |  | https://en.wind-turbine-models.com/turbines/805-m.torres-twt-2.5-90
1074 | 1074 | 1074 | 1074 | 1074 |  | https://en.wind-turbine-models.com/turbines/806-m.torres-twt-2.5-100
1075 | 1075 | 1075 | 1075 | 1075 |  | https://en.wind-turbine-models.com/turbines/807-m.torres-twt-2.5-109
1076 | 1076 | 1076 | 1076 | 1076 |  | https://en.wind-turbine-models.com/turbines/973-made-endesa-ae-20
1077 | 1077 | 1077 | 1077 | 1077 |  | https://en.wind-turbine-models.com/turbines/586-made-endesa-ae-20-prototype
1078 | 1078 | 1078 | 1078 | 1078 |  | https://en.wind-turbine-models.com/turbines/573-made-endesa-ae-23
1079 | 1079 | 1079 | 1079 | 1079 |  | https://en.wind-turbine-models.com/turbines/960-made-endesa-gesa-30
1080 | 1080 | 1080 | 1080 | 1080 |  | https://en.wind-turbine-models.com/turbines/574-made-endesa-ae-30
1081 | 1081 | 1081 | 1081 | 1081 |  | https://en.wind-turbine-models.com/turbines/575-made-endesa-ae-32
1082 | 1082 | 1082 | 1082 | 1082 |  | https://en.wind-turbine-models.com/turbines/576-made-endesa-ae-45
1083 | 1083 | 1083 | 1083 | 1083 |  | https://en.wind-turbine-models.com/turbines/577-made-endesa-ae-46-i
1084 | 1084 | 1084 | 1084 | 1084 |  | https://en.wind-turbine-models.com/turbines/579-made-endesa-ae-52
1085 | 1085 | 1085 | 1085 | 1085 |  | https://en.wind-turbine-models.com/turbines/972-made-endesa-ae-52-prototype
1086 | 1086 | 1086 | 1086 | 1086 |  | https://en.wind-turbine-models.com/turbines/580-made-endesa-ae-56
1087 | 1087 | 1087 | 1087 | 1087 |  | https://en.wind-turbine-models.com/turbines/581-made-endesa-ae-59
1088 | 1088 | 1088 | 1088 | 1088 |  | https://en.wind-turbine-models.com/turbines/584-made-endesa-ae-61
1089 | 1089 | 1089 | 1089 | 1089 |  | https://en.wind-turbine-models.com/turbines/970-made-endesa-ae-61-1.100
1090 | 1090 | 1090 | 1090 | 1090 |  | https://en.wind-turbine-models.com/turbines/959-made-endesa-gesa-110
1091 | 1091 | 1091 | 1091 | 1091 |  | https://en.wind-turbine-models.com/turbines/309-man-aeroman-div.
1092 | 1092 | 1092 | 1092 | 1092 |  | https://en.wind-turbine-models.com/turbines/100-man-growian
1093 | 1093 | 1093 | 1093 | 1093 |  | https://en.wind-turbine-models.com/turbines/1412-man-aeroman-11-11
1094 | 1094 | 1094 | 1094 | 1094 |  | https://en.wind-turbine-models.com/turbines/962-man-aeroman-11-20
1095 | 1095 | 1095 | 1095 | 1095 |  | https://en.wind-turbine-models.com/turbines/594-man-aeroman-12.5
1096 | 1096 | 1096 | 1096 | 1096 |  | https://en.wind-turbine-models.com/turbines/692-man-aeroman-14.8
1097 | 1097 | 1097 | 1097 | 1097 |  | https://en.wind-turbine-models.com/turbines/182-man-wka-60-growian-ii
1098 | 1098 | 1098 | 1098 | 1098 |  | https://en.wind-turbine-models.com/turbines/1021-mapna-2.5-mw
1099 | 1099 | 1099 | 1099 | 1099 |  | https://en.wind-turbine-models.com/turbines/386-markham-vs-45
1100 | 1100 | 1100 | 1100 | 1100 |  | https://en.wind-turbine-models.com/turbines/1055-marlec-rutland-wg910
1101 | 1101 | 1101 | 1101 | 1101 |  | https://en.wind-turbine-models.com/turbines/1433-huellmann-hs-10-s
1102 | 1102 | 1102 | 1102 | 1102 |  | https://en.wind-turbine-models.com/turbines/828-huellmann-fhw-100
1103 | 1103 | 1103 | 1103 | 1103 |  | https://en.wind-turbine-models.com/turbines/1805-meize-new-energy-mz29
1104 | 1104 | 1104 | 1104 | 1104 |  | https://en.wind-turbine-models.com/turbines/1806-meize-new-energy-mz37.5
1105 | 1105 | 1105 | 1105 | 1105 |  | https://en.wind-turbine-models.com/turbines/1807-meize-new-energy-mz40.3
1106 | 1106 | 1106 | 1106 | 1106 |  | https://en.wind-turbine-models.com/turbines/296-mervento-3.6-118
1107 | 1107 | 1107 | 1107 | 1107 |  | https://en.wind-turbine-models.com/turbines/134-mbb-messerschmitt-aeolus-ii
1108 | 1108 | 1108 | 1108 | 1108 |  | https://en.wind-turbine-models.com/turbines/1581-mbb-messerschmitt-monopteros-m20
1109 | 1109 | 1109 | 1109 | 1109 |  | https://en.wind-turbine-models.com/turbines/319-mbb-messerschmitt-monopteros-m50
1110 | 1110 | 1110 | 1110 | 1110 |  | https://en.wind-turbine-models.com/turbines/1463-mhi-vestas-offshore-v112-3.3-mw
1111 | 1111 | 1111 | 1111 | 1111 |  | https://en.wind-turbine-models.com/turbines/1820-mhi-vestas-offshore-v117-4.2-mw
1112 | 1112 | 1112 | 1112 | 1112 |  | https://en.wind-turbine-models.com/turbines/1419-mhi-vestas-offshore-v164-8.0-mw
1113 | 1113 | 1113 | 1113 | 1113 |  | https://en.wind-turbine-models.com/turbines/1706-mhi-vestas-offshore-v164-8.3-mw
1114 | 1114 | 1114 | 1114 | 1114 |  | https://en.wind-turbine-models.com/turbines/1819-mhi-vestas-offshore-v164-8.8-mw
1115 | 1115 | 1115 | 1115 | 1115 |  | https://en.wind-turbine-models.com/turbines/1568-mhi-vestas-offshore-v164-9.0-mw
1116 | 1116 | 1116 | 1116 | 1116 |  | https://en.wind-turbine-models.com/turbines/1605-mhi-vestas-offshore-v164-9.5-mw
1117 | 1117 | 1117 | 1117 | 1117 |  | https://en.wind-turbine-models.com/turbines/1912-mhi-vestas-offshore-v164-10.0mw
1118 | 1118 | 1118 | 1118 | 1118 |  | https://en.wind-turbine-models.com/turbines/2138-mhi-vestas-offshore-v174-9.5
1119 | 1119 | 1119 | 1119 | 1119 |  | https://en.wind-turbine-models.com/turbines/255-micon-m-55-11
1120 | 1120 | 1120 | 1120 | 1120 |  | https://en.wind-turbine-models.com/turbines/606-micon-m-65-13-us
1121 | 1121 | 1121 | 1121 | 1121 |  | https://en.wind-turbine-models.com/turbines/562-micon-108
1122 | 1122 | 1122 | 1122 | 1122 |  | https://en.wind-turbine-models.com/turbines/588-micon-108-us
1123 | 1123 | 1123 | 1123 | 1123 |  | https://en.wind-turbine-models.com/turbines/1304-micon-m-300-55
1124 | 1124 | 1124 | 1124 | 1124 |  | https://en.wind-turbine-models.com/turbines/1305-micon-m-300-55
1125 | 1125 | 1125 | 1125 | 1125 |  | https://en.wind-turbine-models.com/turbines/256-micon-m-450
1126 | 1126 | 1126 | 1126 | 1126 |  | https://en.wind-turbine-models.com/turbines/257-micon-m-530
1127 | 1127 | 1127 | 1127 | 1127 |  | https://en.wind-turbine-models.com/turbines/727-micon-m-530-175
1128 | 1128 | 1128 | 1128 | 1128 |  | https://en.wind-turbine-models.com/turbines/528-micon-m-570-200
1129 | 1129 | 1129 | 1129 | 1129 |  | https://en.wind-turbine-models.com/turbines/1093-micon-m-600-250
1130 | 1130 | 1130 | 1130 | 1130 |  | https://en.wind-turbine-models.com/turbines/377-micon-m-700-225
1131 | 1131 | 1131 | 1131 | 1131 |  | https://en.wind-turbine-models.com/turbines/1092-micon-m-750-250
1132 | 1132 | 1132 | 1132 | 1132 |  | https://en.wind-turbine-models.com/turbines/665-micon-m-750-400
1133 | 1133 | 1133 | 1133 | 1133 |  | https://en.wind-turbine-models.com/turbines/1302-micon-m-1100-600
1134 | 1134 | 1134 | 1134 | 1134 |  | https://en.wind-turbine-models.com/turbines/94-micon-m-1500-500
1135 | 1135 | 1135 | 1135 | 1135 |  | https://en.wind-turbine-models.com/turbines/385-micon-m-1500-600
1136 | 1136 | 1136 | 1136 | 1136 |  | https://en.wind-turbine-models.com/turbines/148-micon-m-1500-750
1137 | 1137 | 1137 | 1137 | 1137 |  | https://en.wind-turbine-models.com/turbines/419-micon-m-1800-600
1138 | 1138 | 1138 | 1138 | 1138 |  | https://en.wind-turbine-models.com/turbines/1303-micon-m-1800-750
1139 | 1139 | 1139 | 1139 | 1139 |  | https://en.wind-turbine-models.com/turbines/1000-micon-m-2300-1000
1140 | 1140 | 1140 | 1140 | 1140 |  | https://en.wind-turbine-models.com/turbines/2510-mie-wtg-for-research
1141 | 1141 | 1141 | 1141 | 1141 |  | https://en.wind-turbine-models.com/turbines/2431-mingyang-my1.5-70-my1500-70
1142 | 1142 | 1142 | 1142 | 1142 |  | https://en.wind-turbine-models.com/turbines/1926-mingyang-my1.5-77-my1500-77
1143 | 1143 | 1143 | 1143 | 1143 |  | https://en.wind-turbine-models.com/turbines/42-mingyang-my1.5-82-my1500-82
1144 | 1144 | 1144 | 1144 | 1144 |  | https://en.wind-turbine-models.com/turbines/1927-mingyang-my1.5-89-my1500-89
1145 | 1145 | 1145 | 1145 | 1145 |  | https://en.wind-turbine-models.com/turbines/2432-mingyang-my2.0-87-my2000-87
1146 | 1146 | 1146 | 1146 | 1146 |  | https://en.wind-turbine-models.com/turbines/2433-mingyang-my2.0-93-my2000-93
1147 | 1147 | 1147 | 1147 | 1147 |  | https://en.wind-turbine-models.com/turbines/2434-mingyang-my2.0-100-my2000-100
1148 | 1148 | 1148 | 1148 | 1148 |  | https://en.wind-turbine-models.com/turbines/2435-mingyang-my2.0-104-my2000-104
1149 | 1149 | 1149 | 1149 | 1149 |  | https://en.wind-turbine-models.com/turbines/2436-mingyang-my2.0-110-my2000-110
1150 | 1150 | 1150 | 1150 | 1150 |  | https://en.wind-turbine-models.com/turbines/2437-mingyang-my2.0-118-my2000-118
1151 | 1151 | 1151 | 1151 | 1151 |  | https://en.wind-turbine-models.com/turbines/1931-mingyang-my2.5-92-scd
1152 | 1152 | 1152 | 1152 | 1152 |  | https://en.wind-turbine-models.com/turbines/1932-mingyang-my2.5-100-scd
1153 | 1153 | 1153 | 1153 | 1153 |  | https://en.wind-turbine-models.com/turbines/1933-mingyang-my2.5-108-scd
1154 | 1154 | 1154 | 1154 | 1154 |  | https://en.wind-turbine-models.com/turbines/1928-mingyang-myse2.5-121
1155 | 1155 | 1155 | 1155 | 1155 |  | https://en.wind-turbine-models.com/turbines/78-mingyang-my3.0-108-scd
1156 | 1156 | 1156 | 1156 | 1156 |  | https://en.wind-turbine-models.com/turbines/1930-mingyang-my3.0-92-scd
1157 | 1157 | 1157 | 1157 | 1157 |  | https://en.wind-turbine-models.com/turbines/1929-mingyang-my3.0-100-scd
1158 | 1158 | 1158 | 1158 | 1158 |  | https://en.wind-turbine-models.com/turbines/1914-mingyang-myse3.0-112
1159 | 1159 | 1159 | 1159 | 1159 |  | https://en.wind-turbine-models.com/turbines/1915-mingyang-myse3.0-121
1160 | 1160 | 1160 | 1160 | 1160 |  | https://en.wind-turbine-models.com/turbines/1916-mingyang-myse3.0-135
1161 | 1161 | 1161 | 1161 | 1161 |  | https://en.wind-turbine-models.com/turbines/1917-mingyang-myse3.2-145
1162 | 1162 | 1162 | 1162 | 1162 |  | https://en.wind-turbine-models.com/turbines/1918-mingyang-myse3.6-135
1163 | 1163 | 1163 | 1163 | 1163 |  | https://en.wind-turbine-models.com/turbines/2429-mingyang-myse4.0-145
1164 | 1164 | 1164 | 1164 | 1164 |  | https://en.wind-turbine-models.com/turbines/2430-mingyang-myse4.0-156
1165 | 1165 | 1165 | 1165 | 1165 |  | https://en.wind-turbine-models.com/turbines/1920-mingyang-myse5.0-166
1166 | 1166 | 1166 | 1166 | 1166 |  | https://en.wind-turbine-models.com/turbines/1919-mingyang-myse5.5-155
1167 | 1167 | 1167 | 1167 | 1167 |  | https://en.wind-turbine-models.com/turbines/315-mingyang-my6.0-140-scd
1168 | 1168 | 1168 | 1168 | 1168 |  | https://en.wind-turbine-models.com/turbines/2428-mingyang-myse6.45-180
1169 | 1169 | 1169 | 1169 | 1169 |  | https://en.wind-turbine-models.com/turbines/1910-mingyang-myse7.0-158
1170 | 1170 | 1170 | 1170 | 1170 |  | https://en.wind-turbine-models.com/turbines/2426-mingyang-myse7.25-158
1171 | 1171 | 1171 | 1171 | 1171 |  | https://en.wind-turbine-models.com/turbines/2427-mingyang-myse8.3-180
1172 | 1172 | 1172 | 1172 | 1172 |  | https://en.wind-turbine-models.com/turbines/2286-mingyang-myse11-203
1173 | 1173 | 1173 | 1173 | 1173 |  | https://en.wind-turbine-models.com/turbines/2338-mingyang-myse16.0-242
1174 | 1174 | 1174 | 1174 | 1174 |  | https://en.wind-turbine-models.com/turbines/918-ecovent-15kw
1175 | 1175 | 1175 | 1175 | 1175 |  | https://en.wind-turbine-models.com/turbines/595-mitsubishi-mwt-sea-angel
1176 | 1176 | 1176 | 1176 | 1176 |  | https://en.wind-turbine-models.com/turbines/899-mitsubishi-mwt-40
1177 | 1177 | 1177 | 1177 | 1177 |  | https://en.wind-turbine-models.com/turbines/589-mitsubishi-mwt-62-1000a
1178 | 1178 | 1178 | 1178 | 1178 |  | https://en.wind-turbine-models.com/turbines/898-mitsubishi-mwt-92-2.3
1179 | 1179 | 1179 | 1179 | 1179 |  | https://en.wind-turbine-models.com/turbines/897-mitsubishi-mwt-92-2.4
1180 | 1180 | 1180 | 1180 | 1180 |  | https://en.wind-turbine-models.com/turbines/359-mitsubishi-mwt-95-2.4
1181 | 1181 | 1181 | 1181 | 1181 |  | https://en.wind-turbine-models.com/turbines/896-mitsubishi-mwt-100-2.4
1182 | 1182 | 1182 | 1182 | 1182 |  | https://en.wind-turbine-models.com/turbines/895-mitsubishi-mwt-102-2.4
1183 | 1183 | 1183 | 1183 | 1183 |  | https://en.wind-turbine-models.com/turbines/308-mitsubishi-mwt-250
1184 | 1184 | 1184 | 1184 | 1184 |  | https://en.wind-turbine-models.com/turbines/900-mitsubishi-mwt-250c
1185 | 1185 | 1185 | 1185 | 1185 |  | https://en.wind-turbine-models.com/turbines/901-mitsubishi-mwt-250g
1186 | 1186 | 1186 | 1186 | 1186 |  | https://en.wind-turbine-models.com/turbines/2505-mitsubishi-mwt-300g
1187 | 1187 | 1187 | 1187 | 1187 |  | https://en.wind-turbine-models.com/turbines/902-mitsubishi-mwt-300s
1188 | 1188 | 1188 | 1188 | 1188 |  | https://en.wind-turbine-models.com/turbines/903-mitsubishi-mwt-450
1189 | 1189 | 1189 | 1189 | 1189 |  | https://en.wind-turbine-models.com/turbines/598-mitsubishi-mwt-500
1190 | 1190 | 1190 | 1190 | 1190 |  | https://en.wind-turbine-models.com/turbines/566-mitsubishi-mwt-600g
1191 | 1191 | 1191 | 1191 | 1191 |  | https://en.wind-turbine-models.com/turbines/2506-mitsubishi-mwt-600s
1192 | 1192 | 1192 | 1192 | 1192 |  | https://en.wind-turbine-models.com/turbines/608-mitsubishi-mwt-1000
1193 | 1193 | 1193 | 1193 | 1193 |  | https://en.wind-turbine-models.com/turbines/904-mitsubishi-mwt-s2000
1194 | 1194 | 1194 | 1194 | 1194 |  | https://en.wind-turbine-models.com/turbines/674-ml-vindteknik-smedemester-150-kw
1195 | 1195 | 1195 | 1195 | 1195 |  | https://en.wind-turbine-models.com/turbines/1546-moncada-wpr-750-52
1196 | 1196 | 1196 | 1196 | 1196 |  | https://en.wind-turbine-models.com/turbines/1545-moncada-wpr-850-58
1197 | 1197 | 1197 | 1197 | 1197 |  | https://en.wind-turbine-models.com/turbines/2059-mowea-camp
1198 | 1198 | 1198 | 1198 | 1198 |  | https://en.wind-turbine-models.com/turbines/2060-mowea-net
1199 | 1199 | 1199 | 1199 | 1199 |  | https://en.wind-turbine-models.com/turbines/1526-m-llekilen-m-lle
1200 | 1200 | 1200 | 1200 | 1200 |  | https://en.wind-turbine-models.com/turbines/2290-mroz-16-55
1201 | 1201 | 1201 | 1201 | 1201 |  | https://en.wind-turbine-models.com/turbines/2291-mroz-16-75
1202 | 1202 | 1202 | 1202 | 1202 |  | https://en.wind-turbine-models.com/turbines/22-multibrid-m5000
1203 | 1203 | 1203 | 1203 | 1203 |  | https://en.wind-turbine-models.com/turbines/98-nasa-mod-0-nasa-lockheed
1204 | 1204 | 1204 | 1204 | 1204 |  | https://en.wind-turbine-models.com/turbines/1366-nasa-mod-0a-westinghouse
1205 | 1205 | 1205 | 1205 | 1205 |  | https://en.wind-turbine-models.com/turbines/321-nasa-mod-1-general-electric
1206 | 1206 | 1206 | 1206 | 1206 |  | https://en.wind-turbine-models.com/turbines/322-nasa-mod-2-boeing
1207 | 1207 | 1207 | 1207 | 1207 |  | https://en.wind-turbine-models.com/turbines/323-nasa-wts-4-hamilton-standard
1208 | 1208 | 1208 | 1208 | 1208 |  | https://en.wind-turbine-models.com/turbines/1383-nasa-mod-5b-boeing
1209 | 1209 | 1209 | 1209 | 1209 |  | https://en.wind-turbine-models.com/turbines/1053-nps-vortex-6000
1210 | 1210 | 1210 | 1210 | 1210 |  | https://en.wind-turbine-models.com/turbines/619-nedwind-nw-25-250
1211 | 1211 | 1211 | 1211 | 1211 |  | https://en.wind-turbine-models.com/turbines/1321-nedwind-nw-35-500
1212 | 1212 | 1212 | 1212 | 1212 |  | https://en.wind-turbine-models.com/turbines/1090-nedwind-nw-40-500
1213 | 1213 | 1213 | 1213 | 1213 |  | https://en.wind-turbine-models.com/turbines/334-nedwind-nw-40-500-offshore
1214 | 1214 | 1214 | 1214 | 1214 |  | https://en.wind-turbine-models.com/turbines/330-nedwind-nw-43-500
1215 | 1215 | 1215 | 1215 | 1215 |  | https://en.wind-turbine-models.com/turbines/60-nedwind-nw-44-500
1216 | 1216 | 1216 | 1216 | 1216 |  | https://en.wind-turbine-models.com/turbines/775-nedwind-nw-46-500
1217 | 1217 | 1217 | 1217 | 1217 |  | https://en.wind-turbine-models.com/turbines/1091-nedwind-nw-50-1000
1218 | 1218 | 1218 | 1218 | 1218 |  | https://en.wind-turbine-models.com/turbines/329-nedwind-nw-53-1000
1219 | 1219 | 1219 | 1219 | 1219 |  | https://en.wind-turbine-models.com/turbines/421-nedwind-nw-55-1000
1220 | 1220 | 1220 | 1220 | 1220 |  | https://en.wind-turbine-models.com/turbines/844-neg-micon-nm-43-600
1221 | 1221 | 1221 | 1221 | 1221 |  | https://en.wind-turbine-models.com/turbines/1299-neg-micon-nm-44-750
1222 | 1222 | 1222 | 1222 | 1222 |  | https://en.wind-turbine-models.com/turbines/1173-neg-micon-nm-48-600
1223 | 1223 | 1223 | 1223 | 1223 |  | https://en.wind-turbine-models.com/turbines/311-neg-micon-nm-48-750
1224 | 1224 | 1224 | 1224 | 1224 |  | https://en.wind-turbine-models.com/turbines/43-neg-micon-nm-52-900
1225 | 1225 | 1225 | 1225 | 1225 |  | https://en.wind-turbine-models.com/turbines/1005-neg-micon-nm-54-950
1226 | 1226 | 1226 | 1226 | 1226 |  | https://en.wind-turbine-models.com/turbines/313-neg-micon-nm-60-1000
1227 | 1227 | 1227 | 1227 | 1227 |  | https://en.wind-turbine-models.com/turbines/64-neg-micon-nm-64-1500
1228 | 1228 | 1228 | 1228 | 1228 |  | https://en.wind-turbine-models.com/turbines/403-neg-micon-nm-64c-1500
1229 | 1229 | 1229 | 1229 | 1229 |  | https://en.wind-turbine-models.com/turbines/151-neg-micon-nm-72c-1500
1230 | 1230 | 1230 | 1230 | 1230 |  | https://en.wind-turbine-models.com/turbines/1300-neg-micon-nm-72-1650
1231 | 1231 | 1231 | 1231 | 1231 |  | https://en.wind-turbine-models.com/turbines/62-neg-micon-nm-72-2000
1232 | 1232 | 1232 | 1232 | 1232 |  | https://en.wind-turbine-models.com/turbines/1423-neg-micon-nm-72-2000-offshore
1233 | 1233 | 1233 | 1233 | 1233 |  | https://en.wind-turbine-models.com/turbines/659-neg-micon-nm-80-2500
1234 | 1234 | 1234 | 1234 | 1234 |  | https://en.wind-turbine-models.com/turbines/1278-neg-micon-nm-80-2750
1235 | 1235 | 1235 | 1235 | 1235 |  | https://en.wind-turbine-models.com/turbines/90-neg-micon-nm-82-1500
1236 | 1236 | 1236 | 1236 | 1236 |  | https://en.wind-turbine-models.com/turbines/1149-neg-micon-nm-82-1650
1237 | 1237 | 1237 | 1237 | 1237 |  | https://en.wind-turbine-models.com/turbines/46-neg-micon-nm-92-2750
1238 | 1238 | 1238 | 1238 | 1238 |  | https://en.wind-turbine-models.com/turbines/342-neg-micon-nm-110-4200
1239 | 1239 | 1239 | 1239 | 1239 |  | https://en.wind-turbine-models.com/turbines/1239-nenuphar-vertiwind-prototype
1240 | 1240 | 1240 | 1240 | 1240 |  | https://en.wind-turbine-models.com/turbines/459-nepc-src-16.6-55
1241 | 1241 | 1241 | 1241 | 1241 |  | https://en.wind-turbine-models.com/turbines/460-nepc-src-29.8-200
1242 | 1242 | 1242 | 1242 | 1242 |  | https://en.wind-turbine-models.com/turbines/461-nepc-src-29.8-225
1243 | 1243 | 1243 | 1243 | 1243 |  | https://en.wind-turbine-models.com/turbines/462-nepc-src-31-250
1244 | 1244 | 1244 | 1244 | 1244 |  | https://en.wind-turbine-models.com/turbines/1669-nepc-src-31-400
1245 | 1245 | 1245 | 1245 | 1245 |  | https://en.wind-turbine-models.com/turbines/2177-neptun-46.0
1246 | 1246 | 1246 | 1246 | 1246 |  | https://en.wind-turbine-models.com/turbines/2176-neptun-50.0
1247 | 1247 | 1247 | 1247 | 1247 |  | https://en.wind-turbine-models.com/turbines/1977-new-new-250
1248 | 1248 | 1248 | 1248 | 1248 |  | https://en.wind-turbine-models.com/turbines/1127-newinco-10-pi-20
1249 | 1249 | 1249 | 1249 | 1249 |  | https://en.wind-turbine-models.com/turbines/1129-newinco-14-pi-50-65
1250 | 1250 | 1250 | 1250 | 1250 |  | https://en.wind-turbine-models.com/turbines/1128-newinco-14-ps-50
1251 | 1251 | 1251 | 1251 | 1251 |  | https://en.wind-turbine-models.com/turbines/1130-newinco-17-ps-85
1252 | 1252 | 1252 | 1252 | 1252 |  | https://en.wind-turbine-models.com/turbines/1131-newinco-17-pi-85-100
1253 | 1253 | 1253 | 1253 | 1253 |  | https://en.wind-turbine-models.com/turbines/332-newinco-19-pi-100
1254 | 1254 | 1254 | 1254 | 1254 |  | https://en.wind-turbine-models.com/turbines/613-newinco-23-pi-200-250
1255 | 1255 | 1255 | 1255 | 1255 |  | https://en.wind-turbine-models.com/turbines/331-newinco-25-pi-250
1256 | 1256 | 1256 | 1256 | 1256 |  | https://en.wind-turbine-models.com/turbines/333-newinco-25-pi-250-small-tower
1257 | 1257 | 1257 | 1257 | 1257 |  | https://en.wind-turbine-models.com/turbines/1132-newinco-34-pi-500
1258 | 1258 | 1258 | 1258 | 1258 |  | https://en.wind-turbine-models.com/turbines/2296-niehaus-pegasus
1259 | 1259 | 1259 | 1259 | 1259 |  | https://en.wind-turbine-models.com/turbines/2509-nikko-kaze-nagasu-kujira
1260 | 1260 | 1260 | 1260 | 1260 |  | https://en.wind-turbine-models.com/turbines/422-nordex-n17
1261 | 1261 | 1261 | 1261 | 1261 |  | https://en.wind-turbine-models.com/turbines/671-nordex-n26
1262 | 1262 | 1262 | 1262 | 1262 |  | https://en.wind-turbine-models.com/turbines/24-nordex-n27-150
1263 | 1263 | 1263 | 1263 | 1263 |  | https://en.wind-turbine-models.com/turbines/1089-nordex-n27-250
1264 | 1264 | 1264 | 1264 | 1264 |  | https://en.wind-turbine-models.com/turbines/56-nordex-n29
1265 | 1265 | 1265 | 1265 | 1265 |  | https://en.wind-turbine-models.com/turbines/390-nordex-n43
1266 | 1266 | 1266 | 1266 | 1266 |  | https://en.wind-turbine-models.com/turbines/932-nordex-n43-lattice
1267 | 1267 | 1267 | 1267 | 1267 |  | https://en.wind-turbine-models.com/turbines/392-nordex-n50
1268 | 1268 | 1268 | 1268 | 1268 |  | https://en.wind-turbine-models.com/turbines/393-nordex-n50p
1269 | 1269 | 1269 | 1269 | 1269 |  | https://en.wind-turbine-models.com/turbines/387-nordex-n52
1270 | 1270 | 1270 | 1270 | 1270 |  | https://en.wind-turbine-models.com/turbines/397-nordex-n54
1271 | 1271 | 1271 | 1271 | 1271 |  | https://en.wind-turbine-models.com/turbines/929-nordex-n54-mkii
1272 | 1272 | 1272 | 1272 | 1272 |  | https://en.wind-turbine-models.com/turbines/77-nordex-n60
1273 | 1273 | 1273 | 1273 | 1273 |  | https://en.wind-turbine-models.com/turbines/53-nordex-n62
1274 | 1274 | 1274 | 1274 | 1274 |  | https://en.wind-turbine-models.com/turbines/519-nordex-n70
1275 | 1275 | 1275 | 1275 | 1275 |  | https://en.wind-turbine-models.com/turbines/76-nordex-n77
1276 | 1276 | 1276 | 1276 | 1276 |  | https://en.wind-turbine-models.com/turbines/89-nordex-n80-alpha
1277 | 1277 | 1277 | 1277 | 1277 |  | https://en.wind-turbine-models.com/turbines/2048-nordex-n82
1278 | 1278 | 1278 | 1278 | 1278 |  | https://en.wind-turbine-models.com/turbines/21-nordex-n90-beta
1279 | 1279 | 1279 | 1279 | 1279 |  | https://en.wind-turbine-models.com/turbines/538-nordex-n90-offshore
1280 | 1280 | 1280 | 1280 | 1280 |  | https://en.wind-turbine-models.com/turbines/734-nordex-n90-2500
1281 | 1281 | 1281 | 1281 | 1281 |  | https://en.wind-turbine-models.com/turbines/438-nordex-n100-delta
1282 | 1282 | 1282 | 1282 | 1282 |  | https://en.wind-turbine-models.com/turbines/44-nordex-n100-gamma
1283 | 1283 | 1283 | 1283 | 1283 |  | https://en.wind-turbine-models.com/turbines/439-nordex-n117-delta
1284 | 1284 | 1284 | 1284 | 1284 |  | https://en.wind-turbine-models.com/turbines/96-nordex-n117-gamma
1285 | 1285 | 1285 | 1285 | 1285 |  | https://en.wind-turbine-models.com/turbines/1472-nordex-n117-3600-delta
1286 | 1286 | 1286 | 1286 | 1286 |  | https://en.wind-turbine-models.com/turbines/837-nordex-n131-3000-delta
1287 | 1287 | 1287 | 1287 | 1287 |  | https://en.wind-turbine-models.com/turbines/1284-nordex-n131-3300-delta
1288 | 1288 | 1288 | 1288 | 1288 |  | https://en.wind-turbine-models.com/turbines/1466-nordex-n131-3600-delta
1289 | 1289 | 1289 | 1289 | 1289 |  | https://en.wind-turbine-models.com/turbines/1583-nordex-n131-3900-delta
1290 | 1290 | 1290 | 1290 | 1290 |  | https://en.wind-turbine-models.com/turbines/1831-nordex-n133-4800-delta
1291 | 1291 | 1291 | 1291 | 1291 |  | https://en.wind-turbine-models.com/turbines/1705-nordex-n149-4.0-4.5
1292 | 1292 | 1292 | 1292 | 1292 |  | https://en.wind-turbine-models.com/turbines/2041-nordex-n149-5.x
1293 | 1293 | 1293 | 1293 | 1293 |  | https://en.wind-turbine-models.com/turbines/2115-nordex-n155-4.5
1294 | 1294 | 1294 | 1294 | 1294 |  | https://en.wind-turbine-models.com/turbines/2304-nordex-n155-5.x
1295 | 1295 | 1295 | 1295 | 1295 |  | https://en.wind-turbine-models.com/turbines/2116-nordex-n163-5.x
1296 | 1296 | 1296 | 1296 | 1296 |  | https://en.wind-turbine-models.com/turbines/2341-nordex-n163-6.x
1297 | 1297 | 1297 | 1297 | 1297 |  | https://en.wind-turbine-models.com/turbines/2470-nordex-n175-6.x
1298 | 1298 | 1298 | 1298 | 1298 |  | https://en.wind-turbine-models.com/turbines/1022-nordic-folkecenter-m-lle
1299 | 1299 | 1299 | 1299 | 1299 |  | https://en.wind-turbine-models.com/turbines/1027-nordic-folkecenter-nacelle
1300 | 1300 | 1300 | 1300 | 1300 |  | https://en.wind-turbine-models.com/turbines/250-nordic-folkecenter-folkecenter-13
1301 | 1301 | 1301 | 1301 | 1301 |  | https://en.wind-turbine-models.com/turbines/675-nordic-folkecenter-hanstholm-hm17-75
1302 | 1302 | 1302 | 1302 | 1302 |  | https://en.wind-turbine-models.com/turbines/249-nordic-folkecenter-fors-rgsm-lle-22
1303 | 1303 | 1303 | 1303 | 1303 |  | https://en.wind-turbine-models.com/turbines/677-nordic-folkecenter-danmark-dk-36-525-prototype
1304 | 1304 | 1304 | 1304 | 1304 |  | https://en.wind-turbine-models.com/turbines/678-nordic-folkecenter-hanstholm-hm-37-525
1305 | 1305 | 1305 | 1305 | 1305 |  | https://en.wind-turbine-models.com/turbines/373-nordic-folkecenter-150-kw
1306 | 1306 | 1306 | 1306 | 1306 |  | https://en.wind-turbine-models.com/turbines/374-nordic-folkecenter-150-kw-nacelle
1307 | 1307 | 1307 | 1307 | 1307 |  | https://en.wind-turbine-models.com/turbines/1086-nordic-windpower-ab-nordic-400
1308 | 1308 | 1308 | 1308 | 1308 |  | https://en.wind-turbine-models.com/turbines/1087-nordic-windpower-ab-nordic-500
1309 | 1309 | 1309 | 1309 | 1309 |  | https://en.wind-turbine-models.com/turbines/824-nordic-windpower-ab-nordic-1000
1310 | 1310 | 1310 | 1310 | 1310 |  | https://en.wind-turbine-models.com/turbines/1088-nordic-windpower-co.-n1000
1311 | 1311 | 1311 | 1311 | 1311 |  | https://en.wind-turbine-models.com/turbines/1376-nordtank-ntk-10
1312 | 1312 | 1312 | 1312 | 1312 |  | https://en.wind-turbine-models.com/turbines/167-nordtank-ntk-10-prototyp
1313 | 1313 | 1313 | 1313 | 1313 |  | https://en.wind-turbine-models.com/turbines/164-nordtank-ntk-22
1314 | 1314 | 1314 | 1314 | 1314 |  | https://en.wind-turbine-models.com/turbines/1354-nordtank-ntk-30
1315 | 1315 | 1315 | 1315 | 1315 |  | https://en.wind-turbine-models.com/turbines/165-nordtank-ntk-45
1316 | 1316 | 1316 | 1316 | 1316 |  | https://en.wind-turbine-models.com/turbines/162-nordtank-ntk-55
1317 | 1317 | 1317 | 1317 | 1317 |  | https://en.wind-turbine-models.com/turbines/564-nordtank-ntk-65
1318 | 1318 | 1318 | 1318 | 1318 |  | https://en.wind-turbine-models.com/turbines/163-nordtank-ntk-99
1319 | 1319 | 1319 | 1319 | 1319 |  | https://en.wind-turbine-models.com/turbines/161-nordtank-ntk-130
1320 | 1320 | 1320 | 1320 | 1320 |  | https://en.wind-turbine-models.com/turbines/166-nordtank-ntk-150
1321 | 1321 | 1321 | 1321 | 1321 |  | https://en.wind-turbine-models.com/turbines/1425-nordtank-ntk-160
1322 | 1322 | 1322 | 1322 | 1322 |  | https://en.wind-turbine-models.com/turbines/1355-nordtank-ntk-200
1323 | 1323 | 1323 | 1323 | 1323 |  | https://en.wind-turbine-models.com/turbines/48-nordtank-ntk-300
1324 | 1324 | 1324 | 1324 | 1324 |  | https://en.wind-turbine-models.com/turbines/1356-nordtank-ntk-330
1325 | 1325 | 1325 | 1325 | 1325 |  | https://en.wind-turbine-models.com/turbines/1353-nordtank-ntk-400
1326 | 1326 | 1326 | 1326 | 1326 |  | https://en.wind-turbine-models.com/turbines/1671-nordtank-ntk-450
1327 | 1327 | 1327 | 1327 | 1327 |  | https://en.wind-turbine-models.com/turbines/63-nordtank-ntk-500-37
1328 | 1328 | 1328 | 1328 | 1328 |  | https://en.wind-turbine-models.com/turbines/384-nordtank-ntk-500-41
1329 | 1329 | 1329 | 1329 | 1329 |  | https://en.wind-turbine-models.com/turbines/1357-nordtank-ntk-550
1330 | 1330 | 1330 | 1330 | 1330 |  | https://en.wind-turbine-models.com/turbines/49-nordtank-ntk-600
1331 | 1331 | 1331 | 1331 | 1331 |  | https://en.wind-turbine-models.com/turbines/632-nordtank-ntk-600-nearshore
1332 | 1332 | 1332 | 1332 | 1332 |  | https://en.wind-turbine-models.com/turbines/820-nordtank-ntk-1500-60
1333 | 1333 | 1333 | 1333 | 1333 |  | https://en.wind-turbine-models.com/turbines/3-nordtank-ntk-1500-64
1334 | 1334 | 1334 | 1334 | 1334 |  | https://en.wind-turbine-models.com/turbines/118-nordwind-nw-40-500
1335 | 1335 | 1335 | 1335 | 1335 |  | https://en.wind-turbine-models.com/turbines/650-nordwind-nw-44-750
1336 | 1336 | 1336 | 1336 | 1336 |  | https://en.wind-turbine-models.com/turbines/1411-nordwind-gmbh-model-100-15
1337 | 1337 | 1337 | 1337 | 1337 |  | https://en.wind-turbine-models.com/turbines/1344-northel-20
1338 | 1338 | 1338 | 1338 | 1338 |  | https://en.wind-turbine-models.com/turbines/1825-northel-poyra-p36-300
1339 | 1339 | 1339 | 1339 | 1339 |  | https://en.wind-turbine-models.com/turbines/1343-northel-50
1340 | 1340 | 1340 | 1340 | 1340 |  | https://en.wind-turbine-models.com/turbines/1828-northel-orsa-dd-65-1200
1341 | 1341 | 1341 | 1341 | 1341 |  | https://en.wind-turbine-models.com/turbines/1826-northel-orsa-ds-75-1200
1342 | 1342 | 1342 | 1342 | 1342 |  | https://en.wind-turbine-models.com/turbines/1342-northel-100
1343 | 1343 | 1343 | 1343 | 1343 |  | https://en.wind-turbine-models.com/turbines/1827-northel-orsa-ds-104-2600
1344 | 1344 | 1344 | 1344 | 1344 |  | https://en.wind-turbine-models.com/turbines/1341-northel-150
1345 | 1345 | 1345 | 1345 | 1345 |  | https://en.wind-turbine-models.com/turbines/1340-northel-250
1346 | 1346 | 1346 | 1346 | 1346 |  | https://en.wind-turbine-models.com/turbines/1271-nps-northern-power-nps-2.3-93
1347 | 1347 | 1347 | 1347 | 1347 |  | https://en.wind-turbine-models.com/turbines/1270-nps-northern-power-nps-60-24
1348 | 1348 | 1348 | 1348 | 1348 |  | https://en.wind-turbine-models.com/turbines/1269-nps-northern-power-nps-100c-21
1349 | 1349 | 1349 | 1349 | 1349 |  | https://en.wind-turbine-models.com/turbines/365-nps-northern-power-nps-100c-24
1350 | 1350 | 1350 | 1350 | 1350 |  | https://en.wind-turbine-models.com/turbines/664-norvento-ned-100-22
1351 | 1351 | 1351 | 1351 | 1351 |  | https://en.wind-turbine-models.com/turbines/1804-norvento-ned-100-24
1352 | 1352 | 1352 | 1352 | 1352 |  | https://en.wind-turbine-models.com/turbines/2357-norwin-9-stall-15
1353 | 1353 | 1353 | 1353 | 1353 |  | https://en.wind-turbine-models.com/turbines/225-norwin-24-stall-150
1354 | 1354 | 1354 | 1354 | 1354 |  | https://en.wind-turbine-models.com/turbines/2356-norwin-27-stall-225
1355 | 1355 | 1355 | 1355 | 1355 |  | https://en.wind-turbine-models.com/turbines/2353-norwin-29-stall-200
1356 | 1356 | 1356 | 1356 | 1356 |  | https://en.wind-turbine-models.com/turbines/226-norwin-29-stall-225
1357 | 1357 | 1357 | 1357 | 1357 |  | https://en.wind-turbine-models.com/turbines/2352-norwin-46-asr-599
1358 | 1358 | 1358 | 1358 | 1358 |  | https://en.wind-turbine-models.com/turbines/224-norwin-47-asr-500
1359 | 1359 | 1359 | 1359 | 1359 |  | https://en.wind-turbine-models.com/turbines/2354-norwin-47-asr-750
1360 | 1360 | 1360 | 1360 | 1360 |  | https://en.wind-turbine-models.com/turbines/2355-norwin-54-asr-750
1361 | 1361 | 1361 | 1361 | 1361 |  | https://en.wind-turbine-models.com/turbines/1968-novawind-l100-2-5-mw
1362 | 1362 | 1362 | 1362 | 1362 |  | https://en.wind-turbine-models.com/turbines/1100-nowomag-ew-160
1363 | 1363 | 1363 | 1363 | 1363 |  | https://en.wind-turbine-models.com/turbines/1317-nrg-patagonia-nrgp-64
1364 | 1364 | 1364 | 1364 | 1364 |  | https://en.wind-turbine-models.com/turbines/1318-nrg-patagonia-nrgp-82
1365 | 1365 | 1365 | 1365 | 1365 |  | https://en.wind-turbine-models.com/turbines/2113-ntech-renewables-ntdt-whirlwind-vawt-1kw
1366 | 1366 | 1366 | 1366 | 1366 |  | https://en.wind-turbine-models.com/turbines/631-oldemarkt-go-getter
1367 | 1367 | 1367 | 1367 | 1367 |  | https://en.wind-turbine-models.com/turbines/1693-osiris-energy-osiris-1-6
1368 | 1368 | 1368 | 1368 | 1368 |  | https://en.wind-turbine-models.com/turbines/1692-osiris-energy-osiris-10
1369 | 1369 | 1369 | 1369 | 1369 |  | https://en.wind-turbine-models.com/turbines/2494-schubert-windkraftwerk-s88
1370 | 1370 | 1370 | 1370 | 1370 |  | https://en.wind-turbine-models.com/turbines/2488-oy-windside-ws-30
1371 | 1371 | 1371 | 1371 | 1371 |  | https://en.wind-turbine-models.com/turbines/1068-pacwind-aeolian
1372 | 1372 | 1372 | 1372 | 1372 |  | https://en.wind-turbine-models.com/turbines/2368-pademo-pademo-75
1373 | 1373 | 1373 | 1373 | 1373 |  | https://en.wind-turbine-models.com/turbines/440-palmtree-power-300
1374 | 1374 | 1374 | 1374 | 1374 |  | https://en.wind-turbine-models.com/turbines/612-paques-17-5
1375 | 1375 | 1375 | 1375 | 1375 |  | https://en.wind-turbine-models.com/turbines/1477-pasl-pws-900i
1376 | 1376 | 1376 | 1376 | 1376 |  | https://en.wind-turbine-models.com/turbines/1478-pasl-pws-1250i
1377 | 1377 | 1377 | 1377 | 1377 |  | https://en.wind-turbine-models.com/turbines/1479-pasl-pws-1800i
1378 | 1378 | 1378 | 1378 | 1378 |  | https://en.wind-turbine-models.com/turbines/1480-pasl-pws-1800il
1379 | 1379 | 1379 | 1379 | 1379 |  | https://en.wind-turbine-models.com/turbines/1488-pentawind-eolica-10kw
1380 | 1380 | 1380 | 1380 | 1380 |  | https://en.wind-turbine-models.com/turbines/150-pfleiderer-pwe-650
1381 | 1381 | 1381 | 1381 | 1381 |  | https://en.wind-turbine-models.com/turbines/404-pfleiderer-pwe-1570
1382 | 1382 | 1382 | 1382 | 1382 |  | https://en.wind-turbine-models.com/turbines/1154-pfleiderer-pwe-1577
1383 | 1383 | 1383 | 1383 | 1383 |  | https://en.wind-turbine-models.com/turbines/2152-phaesun-phaesun-stormy-wings-3000_48
1384 | 1384 | 1384 | 1384 | 1384 |  | https://en.wind-turbine-models.com/turbines/1405-pintsch-bamag-wr-100-380
1385 | 1385 | 1385 | 1385 | 1385 |  | https://en.wind-turbine-models.com/turbines/1406-pintsch-bamag-wr-120-480
1386 | 1386 | 1386 | 1386 | 1386 |  | https://en.wind-turbine-models.com/turbines/452-pioneer-wincon-p-250-29
1387 | 1387 | 1387 | 1387 | 1387 |  | https://en.wind-turbine-models.com/turbines/453-pioneer-wincon-p-750-49
1388 | 1388 | 1388 | 1388 | 1388 |  | https://en.wind-turbine-models.com/turbines/540-pm-wind-pm-25
1389 | 1389 | 1389 | 1389 | 1389 |  | https://en.wind-turbine-models.com/turbines/1063-polenko-wps-5
1390 | 1390 | 1390 | 1390 | 1390 |  | https://en.wind-turbine-models.com/turbines/1064-polenko-wps-8
1391 | 1391 | 1391 | 1391 | 1391 |  | https://en.wind-turbine-models.com/turbines/1050-polenko-wps-10
1392 | 1392 | 1392 | 1392 | 1392 |  | https://en.wind-turbine-models.com/turbines/1065-polenko-wps-11
1393 | 1393 | 1393 | 1393 | 1393 |  | https://en.wind-turbine-models.com/turbines/362-polenko-wps-16
1394 | 1394 | 1394 | 1394 | 1394 |  | https://en.wind-turbine-models.com/turbines/1066-polenko-wps-18
1395 | 1395 | 1395 | 1395 | 1395 |  | https://en.wind-turbine-models.com/turbines/1408-poul-la-cour-first-experimental-windmill
1396 | 1396 | 1396 | 1396 | 1396 |  | https://en.wind-turbine-models.com/turbines/10-powerwind-pw56
1397 | 1397 | 1397 | 1397 | 1397 |  | https://en.wind-turbine-models.com/turbines/937-powerwind-pw90
1398 | 1398 | 1398 | 1398 | 1398 |  | https://en.wind-turbine-models.com/turbines/938-powerwind-ltd.-pw56
1399 | 1399 | 1399 | 1399 | 1399 |  | https://en.wind-turbine-models.com/turbines/939-powerwind-ltd.-pw60
1400 | 1400 | 1400 | 1400 | 1400 |  | https://en.wind-turbine-models.com/turbines/941-powerwind-ltd.-pw90
1401 | 1401 | 1401 | 1401 | 1401 |  | https://en.wind-turbine-models.com/turbines/942-powerwind-ltd.-pw100
1402 | 1402 | 1402 | 1402 | 1402 |  | https://en.wind-turbine-models.com/turbines/940-powerwind-ltd.-pw-500
1403 | 1403 | 1403 | 1403 | 1403 |  | https://en.wind-turbine-models.com/turbines/495-powerworks-kcs56-100-kw
1404 | 1404 | 1404 | 1404 | 1404 |  | https://en.wind-turbine-models.com/turbines/496-powerworks-250-kw-weg-ms-2
1405 | 1405 | 1405 | 1405 | 1405 |  | https://en.wind-turbine-models.com/turbines/2150-primus-windpower-air-breeze
1406 | 1406 | 1406 | 1406 | 1406 |  | https://en.wind-turbine-models.com/turbines/2151-primus-windpower-air-x-marine
1407 | 1407 | 1407 | 1407 | 1407 |  | https://en.wind-turbine-models.com/turbines/738-prokon-p3000-116
1408 | 1408 | 1408 | 1408 | 1408 |  | https://en.wind-turbine-models.com/turbines/714-proven-proven-2.5
1409 | 1409 | 1409 | 1409 | 1409 |  | https://en.wind-turbine-models.com/turbines/713-proven-proven-15
1410 | 1410 | 1410 | 1410 | 1410 |  | https://en.wind-turbine-models.com/turbines/1666-psw-en-drive-2000-3kw
1411 | 1411 | 1411 | 1411 | 1411 |  | https://en.wind-turbine-models.com/turbines/1667-psw-en-drive-2000-5kw
1412 | 1412 | 1412 | 1412 | 1412 |  | https://en.wind-turbine-models.com/turbines/1668-psw-en-drive-2000-7-5kw
1413 | 1413 | 1413 | 1413 | 1413 |  | https://en.wind-turbine-models.com/turbines/1665-psw-en-drive-2000-10kw
1414 | 1414 | 1414 | 1414 | 1414 |  | https://en.wind-turbine-models.com/turbines/1664-psw-en-drive-2000-12kw
1415 | 1415 | 1415 | 1415 | 1415 |  | https://en.wind-turbine-models.com/turbines/1185-psw-en-drive-2000-15kw
1416 | 1416 | 1416 | 1416 | 1416 |  | https://en.wind-turbine-models.com/turbines/1663-psw-en-drive-2000-20kw
1417 | 1417 | 1417 | 1417 | 1417 |  | https://en.wind-turbine-models.com/turbines/2314-pyrkal-oa500
1418 | 1418 | 1418 | 1418 | 1418 |  | https://en.wind-turbine-models.com/turbines/2315-pyrkal-oa600
1419 | 1419 | 1419 | 1419 | 1419 |  | https://en.wind-turbine-models.com/turbines/1017-qreon-q82
1420 | 1420 | 1420 | 1420 | 1420 |  | https://en.wind-turbine-models.com/turbines/1835-rago-furba-59-23.2
1421 | 1421 | 1421 | 1421 | 1421 |  | https://en.wind-turbine-models.com/turbines/1836-rago-freccia-59-23.2
1422 | 1422 | 1422 | 1422 | 1422 |  | https://en.wind-turbine-models.com/turbines/1834-rago-furba-59-28
1423 | 1423 | 1423 | 1423 | 1423 |  | https://en.wind-turbine-models.com/turbines/1569-ratier-figeac-darrieus
1424 | 1424 | 1424 | 1424 | 1424 |  | https://en.wind-turbine-models.com/turbines/1453-ratier-figeac-rf100
1425 | 1425 | 1425 | 1425 | 1425 |  | https://en.wind-turbine-models.com/turbines/1071-raum-energy-3.5
1426 | 1426 | 1426 | 1426 | 1426 |  | https://en.wind-turbine-models.com/turbines/485-regen-powertech-vensys-77
1427 | 1427 | 1427 | 1427 | 1427 |  | https://en.wind-turbine-models.com/turbines/484-regen-powertech-vensys-82
1428 | 1428 | 1428 | 1428 | 1428 |  | https://en.wind-turbine-models.com/turbines/483-regen-powertech-vensys-87
1429 | 1429 | 1429 | 1429 | 1429 |  | https://en.wind-turbine-models.com/turbines/2479-ren-electron-60-21
1430 | 1430 | 1430 | 1430 | 1430 |  | https://en.wind-turbine-models.com/turbines/2480-ren-electron-60-30
1431 | 1431 | 1431 | 1431 | 1431 |  | https://en.wind-turbine-models.com/turbines/2481-ren-electron-100-30
1432 | 1432 | 1432 | 1432 | 1432 |  | https://en.wind-turbine-models.com/turbines/2478-ren-electron-250-32
1433 | 1433 | 1433 | 1433 | 1433 |  | https://en.wind-turbine-models.com/turbines/563-renewtech-llc-wt-100
1434 | 1434 | 1434 | 1434 | 1434 |  | https://en.wind-turbine-models.com/turbines/715-repower-3.xm
1435 | 1435 | 1435 | 1435 | 1435 |  | https://en.wind-turbine-models.com/turbines/742-repower-3.0m122
1436 | 1436 | 1436 | 1436 | 1436 |  | https://en.wind-turbine-models.com/turbines/741-repower-3.2m114
1437 | 1437 | 1437 | 1437 | 1437 |  | https://en.wind-turbine-models.com/turbines/129-repower-3.4m104
1438 | 1438 | 1438 | 1438 | 1438 |  | https://en.wind-turbine-models.com/turbines/132-repower-5m-jacket-tower
1439 | 1439 | 1439 | 1439 | 1439 |  | https://en.wind-turbine-models.com/turbines/1-repower-5m-offshore
1440 | 1440 | 1440 | 1440 | 1440 |  | https://en.wind-turbine-models.com/turbines/264-repower-5m-onshore
1441 | 1441 | 1441 | 1441 | 1441 |  | https://en.wind-turbine-models.com/turbines/291-repower-6.2m126-offshore
1442 | 1442 | 1442 | 1442 | 1442 |  | https://en.wind-turbine-models.com/turbines/637-repower-6.2m126-onshore
1443 | 1443 | 1443 | 1443 | 1443 |  | https://en.wind-turbine-models.com/turbines/811-repower-6.2m152-offshore
1444 | 1444 | 1444 | 1444 | 1444 |  | https://en.wind-turbine-models.com/turbines/810-repower-6.2m152-onshore
1445 | 1445 | 1445 | 1445 | 1445 |  | https://en.wind-turbine-models.com/turbines/703-repower-48-600
1446 | 1446 | 1446 | 1446 | 1446 |  | https://en.wind-turbine-models.com/turbines/704-repower-48-750
1447 | 1447 | 1447 | 1447 | 1447 |  | https://en.wind-turbine-models.com/turbines/847-repower-57-1000
1448 | 1448 | 1448 | 1448 | 1448 |  | https://en.wind-turbine-models.com/turbines/424-repower-mm70
1449 | 1449 | 1449 | 1449 | 1449 |  | https://en.wind-turbine-models.com/turbines/133-repower-md70
1450 | 1450 | 1450 | 1450 | 1450 |  | https://en.wind-turbine-models.com/turbines/549-repower-md77
1451 | 1451 | 1451 | 1451 | 1451 |  | https://en.wind-turbine-models.com/turbines/11-repower-mm82
1452 | 1452 | 1452 | 1452 | 1452 |  | https://en.wind-turbine-models.com/turbines/558-repower-mm92
1453 | 1453 | 1453 | 1453 | 1453 |  | https://en.wind-turbine-models.com/turbines/740-repower-mm100-1.8
1454 | 1454 | 1454 | 1454 | 1454 |  | https://en.wind-turbine-models.com/turbines/739-repower-mm100-2.0
1455 | 1455 | 1455 | 1455 | 1455 |  | https://en.wind-turbine-models.com/turbines/1402-reymo-3-5
1456 | 1456 | 1456 | 1456 | 1456 |  | https://en.wind-turbine-models.com/turbines/169-reymo-7-18.5
1457 | 1457 | 1457 | 1457 | 1457 |  | https://en.wind-turbine-models.com/turbines/1400-reymo-11-55
1458 | 1458 | 1458 | 1458 | 1458 |  | https://en.wind-turbine-models.com/turbines/1399-reymo-15-65
1459 | 1459 | 1459 | 1459 | 1459 |  | https://en.wind-turbine-models.com/turbines/1401-reymo-18-75
1460 | 1460 | 1460 | 1460 | 1460 |  | https://en.wind-turbine-models.com/turbines/1403-reymo-22-95
1461 | 1461 | 1461 | 1461 | 1461 |  | https://en.wind-turbine-models.com/turbines/1833-rg-wind-turbina-eolica
1462 | 1462 | 1462 | 1462 | 1462 |  | https://en.wind-turbine-models.com/turbines/2499-riamwind-3kw-lens-wind-turbine
1463 | 1463 | 1463 | 1463 | 1463 |  | https://en.wind-turbine-models.com/turbines/2497-riamwind-9kw-lens-wind-turbine
1464 | 1464 | 1464 | 1464 | 1464 |  | https://en.wind-turbine-models.com/turbines/2500-riamwind-15kw-lens-wind-turbine
1465 | 1465 | 1465 | 1465 | 1465 |  | https://en.wind-turbine-models.com/turbines/213-riisager-7-kw-prototyp
1466 | 1466 | 1466 | 1466 | 1466 |  | https://en.wind-turbine-models.com/turbines/120-riisager-22
1467 | 1467 | 1467 | 1467 | 1467 |  | https://en.wind-turbine-models.com/turbines/215-riisager-22-kw-boddum
1468 | 1468 | 1468 | 1468 | 1468 |  | https://en.wind-turbine-models.com/turbines/214-riisager-22-kw-ris
1469 | 1469 | 1469 | 1469 | 1469 |  | https://en.wind-turbine-models.com/turbines/217-riisager-22-kw-sonebjerg
1470 | 1470 | 1470 | 1470 | 1470 |  | https://en.wind-turbine-models.com/turbines/216-riisager-22-kw-vrinners
1471 | 1471 | 1471 | 1471 | 1471 |  | https://en.wind-turbine-models.com/turbines/119-riisager-30
1472 | 1472 | 1472 | 1472 | 1472 |  | https://en.wind-turbine-models.com/turbines/1085-riva-calzoni-mp5
1473 | 1473 | 1473 | 1473 | 1473 |  | https://en.wind-turbine-models.com/turbines/1083-riva-calzoni-m30-a
1474 | 1474 | 1474 | 1474 | 1474 |  | https://en.wind-turbine-models.com/turbines/340-riva-calzoni-m30-s1
1475 | 1475 | 1475 | 1475 | 1475 |  | https://en.wind-turbine-models.com/turbines/1084-riva-calzoni-m30-s2
1476 | 1476 | 1476 | 1476 | 1476 |  | https://en.wind-turbine-models.com/turbines/1830-riva-calzoni-m55
1477 | 1477 | 1477 | 1477 | 1477 |  | https://en.wind-turbine-models.com/turbines/2422-ropatec-3kw
1478 | 1478 | 1478 | 1478 | 1478 |  | https://en.wind-turbine-models.com/turbines/1763-ropatec-t20-pros
1479 | 1479 | 1479 | 1479 | 1479 |  | https://en.wind-turbine-models.com/turbines/1764-ropatec-t30-pros
1480 | 1480 | 1480 | 1480 | 1480 |  | https://en.wind-turbine-models.com/turbines/1762-ropatec-sa40
1481 | 1481 | 1481 | 1481 | 1481 |  | https://en.wind-turbine-models.com/turbines/455-rrb-energy-v27-225
1482 | 1482 | 1482 | 1482 | 1482 |  | https://en.wind-turbine-models.com/turbines/456-rrb-energy-v39-500
1483 | 1483 | 1483 | 1483 | 1483 |  | https://en.wind-turbine-models.com/turbines/457-rrb-energy-pawan-shakthi-ps-600
1484 | 1484 | 1484 | 1484 | 1484 |  | https://en.wind-turbine-models.com/turbines/458-rrb-energy-pawan-shakthi-ps-1800
1485 | 1485 | 1485 | 1485 | 1485 |  | https://en.wind-turbine-models.com/turbines/2328-ruhrtal-65kw
1486 | 1486 | 1486 | 1486 | 1486 |  | https://en.wind-turbine-models.com/turbines/2156-rulis-el-ctrica-silentwind-pro
1487 | 1487 | 1487 | 1487 | 1487 |  | https://en.wind-turbine-models.com/turbines/1868-fiat-enel-fiat
1488 | 1488 | 1488 | 1488 | 1488 |  | https://en.wind-turbine-models.com/turbines/258-s.j.wind-power-s.j.-10-kw-r
1489 | 1489 | 1489 | 1489 | 1489 |  | https://en.wind-turbine-models.com/turbines/1756-s-g-engineering-sg60.28
1490 | 1490 | 1490 | 1490 | 1490 |  | https://en.wind-turbine-models.com/turbines/1751-s-g-engineering-sg500.50
1491 | 1491 | 1491 | 1491 | 1491 |  | https://en.wind-turbine-models.com/turbines/1752-s-g-engineering-sg500.54
1492 | 1492 | 1492 | 1492 | 1492 |  | https://en.wind-turbine-models.com/turbines/1753-s-g-engineering-sg750.50
1493 | 1493 | 1493 | 1493 | 1493 |  | https://en.wind-turbine-models.com/turbines/1754-s-g-engineering-sg750.54
1494 | 1494 | 1494 | 1494 | 1494 |  | https://en.wind-turbine-models.com/turbines/1755-s-g-engineering-sg750.66
1495 | 1495 | 1495 | 1495 | 1495 |  | https://en.wind-turbine-models.com/turbines/1750-s-g-engineering-sg1700.100
1496 | 1496 | 1496 | 1496 | 1496 |  | https://en.wind-turbine-models.com/turbines/1748-s-g-engineering-sg1700.80
1497 | 1497 | 1497 | 1497 | 1497 |  | https://en.wind-turbine-models.com/turbines/1749-s-g-engineering-sg1700.84
1498 | 1498 | 1498 | 1498 | 1498 |  | https://en.wind-turbine-models.com/turbines/1745-s-g-engineering-sg2500.131-dd
1499 | 1499 | 1499 | 1499 | 1499 |  | https://en.wind-turbine-models.com/turbines/1746-s-g-engineering-sg2700.100-dd
1500 | 1500 | 1500 | 1500 | 1500 |  | https://en.wind-turbine-models.com/turbines/1747-s-g-engineering-sg2700.116-dd
1501 | 1501 | 1501 | 1501 | 1501 |  | https://en.wind-turbine-models.com/turbines/1958-s-w-energiesysteme-s-w-2.5
1502 | 1502 | 1502 | 1502 | 1502 |  | https://en.wind-turbine-models.com/turbines/1957-s-w-energiesysteme-s-w-5.5
1503 | 1503 | 1503 | 1503 | 1503 |  | https://en.wind-turbine-models.com/turbines/1956-s-w-energiesysteme-s-w-6.0
1504 | 1504 | 1504 | 1504 | 1504 |  | https://en.wind-turbine-models.com/turbines/1955-s-w-energiesysteme-s-w-7.5
1505 | 1505 | 1505 | 1505 | 1505 |  | https://en.wind-turbine-models.com/turbines/1954-s-w-energiesysteme-s-w-15.0
1506 | 1506 | 1506 | 1506 | 1506 |  | https://en.wind-turbine-models.com/turbines/1953-s-w-energiesysteme-s-w-25.0
1507 | 1507 | 1507 | 1507 | 1507 |  | https://en.wind-turbine-models.com/turbines/1952-s-w-energiesysteme-s-w-50.0
1508 | 1508 | 1508 | 1508 | 1508 |  | https://en.wind-turbine-models.com/turbines/478-saba-niroo-s47-660
1509 | 1509 | 1509 | 1509 | 1509 |  | https://en.wind-turbine-models.com/turbines/286-samsung-s2.5-120
1510 | 1510 | 1510 | 1510 | 1510 |  | https://en.wind-turbine-models.com/turbines/285-samsung-s7.0-171
1511 | 1511 | 1511 | 1511 | 1511 |  | https://en.wind-turbine-models.com/turbines/1528-samsung-25s
1512 | 1512 | 1512 | 1512 | 1512 |  | https://en.wind-turbine-models.com/turbines/688-sande-b.c.-7-5
1513 | 1513 | 1513 | 1513 | 1513 |  | https://en.wind-turbine-models.com/turbines/2080-sany-se7715
1514 | 1514 | 1514 | 1514 | 1514 |  | https://en.wind-turbine-models.com/turbines/2081-sany-se8215
1515 | 1515 | 1515 | 1515 | 1515 |  | https://en.wind-turbine-models.com/turbines/2085-sany-se8220
1516 | 1516 | 1516 | 1516 | 1516 |  | https://en.wind-turbine-models.com/turbines/2082-sany-se8715
1517 | 1517 | 1517 | 1517 | 1517 |  | https://en.wind-turbine-models.com/turbines/2038-sany-se8720
1518 | 1518 | 1518 | 1518 | 1518 |  | https://en.wind-turbine-models.com/turbines/2083-sany-se9315
1519 | 1519 | 1519 | 1519 | 1519 |  | https://en.wind-turbine-models.com/turbines/2086-sany-se9320
1520 | 1520 | 1520 | 1520 | 1520 |  | https://en.wind-turbine-models.com/turbines/2084-sany-se10015
1521 | 1521 | 1521 | 1521 | 1521 |  | https://en.wind-turbine-models.com/turbines/2087-sany-se10020
1522 | 1522 | 1522 | 1522 | 1522 |  | https://en.wind-turbine-models.com/turbines/2088-sany-se10520
1523 | 1523 | 1523 | 1523 | 1523 |  | https://en.wind-turbine-models.com/turbines/2098-sany-se11030
1524 | 1524 | 1524 | 1524 | 1524 |  | https://en.wind-turbine-models.com/turbines/2089-sany-se11520
1525 | 1525 | 1525 | 1525 | 1525 |  | https://en.wind-turbine-models.com/turbines/2093-sany-se11525
1526 | 1526 | 1526 | 1526 | 1526 |  | https://en.wind-turbine-models.com/turbines/2090-sany-se12120
1527 | 1527 | 1527 | 1527 | 1527 |  | https://en.wind-turbine-models.com/turbines/2100-sany-se12122
1528 | 1528 | 1528 | 1528 | 1528 |  | https://en.wind-turbine-models.com/turbines/2091-sany-se12125
1529 | 1529 | 1529 | 1529 | 1529 |  | https://en.wind-turbine-models.com/turbines/2092-sany-se12130
1530 | 1530 | 1530 | 1530 | 1530 |  | https://en.wind-turbine-models.com/turbines/2094-sany-se12520
1531 | 1531 | 1531 | 1531 | 1531 |  | https://en.wind-turbine-models.com/turbines/2095-sany-se12525
1532 | 1532 | 1532 | 1532 | 1532 |  | https://en.wind-turbine-models.com/turbines/2096-sany-se12725
1533 | 1533 | 1533 | 1533 | 1533 |  | https://en.wind-turbine-models.com/turbines/2097-sany-se12730
1534 | 1534 | 1534 | 1534 | 1534 |  | https://en.wind-turbine-models.com/turbines/2101-sany-se13122
1535 | 1535 | 1535 | 1535 | 1535 |  | https://en.wind-turbine-models.com/turbines/2099-sany-se13125
1536 | 1536 | 1536 | 1536 | 1536 |  | https://en.wind-turbine-models.com/turbines/2112-sany-se13130
1537 | 1537 | 1537 | 1537 | 1537 |  | https://en.wind-turbine-models.com/turbines/2111-sany-se13625
1538 | 1538 | 1538 | 1538 | 1538 |  | https://en.wind-turbine-models.com/turbines/2102-sany-se14123
1539 | 1539 | 1539 | 1539 | 1539 |  | https://en.wind-turbine-models.com/turbines/2103-sany-se14125
1540 | 1540 | 1540 | 1540 | 1540 |  | https://en.wind-turbine-models.com/turbines/2106-sany-se14130
1541 | 1541 | 1541 | 1541 | 1541 |  | https://en.wind-turbine-models.com/turbines/2109-sany-se14142
1542 | 1542 | 1542 | 1542 | 1542 |  | https://en.wind-turbine-models.com/turbines/2110-sany-se14525
1543 | 1543 | 1543 | 1543 | 1543 |  | https://en.wind-turbine-models.com/turbines/2105-sany-se14630
1544 | 1544 | 1544 | 1544 | 1544 |  | https://en.wind-turbine-models.com/turbines/2104-sany-se14634
1545 | 1545 | 1545 | 1545 | 1545 |  | https://en.wind-turbine-models.com/turbines/2108-sany-se14842
1546 | 1546 | 1546 | 1546 | 1546 |  | https://en.wind-turbine-models.com/turbines/2107-sany-se15536
1547 | 1547 | 1547 | 1547 | 1547 |  | https://en.wind-turbine-models.com/turbines/2451-sany-se16030
1548 | 1548 | 1548 | 1548 | 1548 |  | https://en.wind-turbine-models.com/turbines/2452-sany-se16032
1549 | 1549 | 1549 | 1549 | 1549 |  | https://en.wind-turbine-models.com/turbines/2453-sany-se16033
1550 | 1550 | 1550 | 1550 | 1550 |  | https://en.wind-turbine-models.com/turbines/2465-sany-se16050-si-16050
1551 | 1551 | 1551 | 1551 | 1551 |  | https://en.wind-turbine-models.com/turbines/2454-sany-se16432
1552 | 1552 | 1552 | 1552 | 1552 |  | https://en.wind-turbine-models.com/turbines/2455-sany-se16433
1553 | 1553 | 1553 | 1553 | 1553 |  | https://en.wind-turbine-models.com/turbines/2457-sany-se16436
1554 | 1554 | 1554 | 1554 | 1554 |  | https://en.wind-turbine-models.com/turbines/2459-sany-se16836
1555 | 1555 | 1555 | 1555 | 1555 |  | https://en.wind-turbine-models.com/turbines/2463-sany-se16840-si-16840
1556 | 1556 | 1556 | 1556 | 1556 |  | https://en.wind-turbine-models.com/turbines/2464-sany-se16850-si-16850
1557 | 1557 | 1557 | 1557 | 1557 |  | https://en.wind-turbine-models.com/turbines/2456-sany-se164335
1558 | 1558 | 1558 | 1558 | 1558 |  | https://en.wind-turbine-models.com/turbines/2458-sany-se164365
1559 | 1559 | 1559 | 1559 | 1559 |  | https://en.wind-turbine-models.com/turbines/2460-sany-se168365
1560 | 1560 | 1560 | 1560 | 1560 |  | https://en.wind-turbine-models.com/turbines/2462-sany-se168385-si-168385
1561 | 1561 | 1561 | 1561 | 1561 |  | https://en.wind-turbine-models.com/turbines/2461-sany-se172625-si-172625
1562 | 1562 | 1562 | 1562 | 1562 |  | https://en.wind-turbine-models.com/turbines/1539-linksium-owlwind-owlwind-2xvawt
1563 | 1563 | 1563 | 1563 | 1563 |  | https://en.wind-turbine-models.com/turbines/179-scandinavian-wind-odder-m-lle-18-sp
1564 | 1564 | 1564 | 1564 | 1564 |  | https://en.wind-turbine-models.com/turbines/842-schuler-sdd-100
1565 | 1565 | 1565 | 1565 | 1565 |  | https://en.wind-turbine-models.com/turbines/1018-schuetz-vt110
1566 | 1566 | 1566 | 1566 | 1566 |  | https://en.wind-turbine-models.com/turbines/513-seaforth-energy-aoc15-50
1567 | 1567 | 1567 | 1567 | 1567 |  | https://en.wind-turbine-models.com/turbines/193-seas-johannes-juul-vester-egesborg-m-llen
1568 | 1568 | 1568 | 1568 | 1568 |  | https://en.wind-turbine-models.com/turbines/1262-seawind-6.2-mw
1569 | 1569 | 1569 | 1569 | 1569 |  | https://en.wind-turbine-models.com/turbines/1767-jonica-impianti-jimp20
1570 | 1570 | 1570 | 1570 | 1570 |  | https://en.wind-turbine-models.com/turbines/1766-jonica-impianti-jimp25
1571 | 1571 | 1571 | 1571 | 1571 |  | https://en.wind-turbine-models.com/turbines/1765-jonica-impianti-jimp30
1572 | 1572 | 1572 | 1572 | 1572 |  | https://en.wind-turbine-models.com/turbines/829-jonica-impianti-jimp60
1573 | 1573 | 1573 | 1573 | 1573 |  | https://en.wind-turbine-models.com/turbines/38-seewind-s-20-110
1574 | 1574 | 1574 | 1574 | 1574 |  | https://en.wind-turbine-models.com/turbines/1082-seewind-s-25-132
1575 | 1575 | 1575 | 1575 | 1575 |  | https://en.wind-turbine-models.com/turbines/337-seewind-s-52-750
1576 | 1576 | 1576 | 1576 | 1576 |  | https://en.wind-turbine-models.com/turbines/843-selvbygger-7.5-kw
1577 | 1577 | 1577 | 1577 | 1577 |  | https://en.wind-turbine-models.com/turbines/1054-sencenbaugh-windharvester-500
1578 | 1578 | 1578 | 1578 | 1578 |  | https://en.wind-turbine-models.com/turbines/1595-senvion-2.3m120
1579 | 1579 | 1579 | 1579 | 1579 |  | https://en.wind-turbine-models.com/turbines/1596-senvion-2.3m124
1580 | 1580 | 1580 | 1580 | 1580 |  | https://en.wind-turbine-models.com/turbines/1908-senvion-2.3m130
1581 | 1581 | 1581 | 1581 | 1581 |  | https://en.wind-turbine-models.com/turbines/1597-senvion-2.4m110
1582 | 1582 | 1582 | 1582 | 1582 |  | https://en.wind-turbine-models.com/turbines/1598-senvion-2.4m114
1583 | 1583 | 1583 | 1583 | 1583 |  | https://en.wind-turbine-models.com/turbines/881-senvion-3.0m122
1584 | 1584 | 1584 | 1584 | 1584 |  | https://en.wind-turbine-models.com/turbines/882-senvion-3.2m114
1585 | 1585 | 1585 | 1585 | 1585 |  | https://en.wind-turbine-models.com/turbines/1184-senvion-3.2m122
1586 | 1586 | 1586 | 1586 | 1586 |  | https://en.wind-turbine-models.com/turbines/883-senvion-3.4m104
1587 | 1587 | 1587 | 1587 | 1587 |  | https://en.wind-turbine-models.com/turbines/1003-senvion-3.4m114
1588 | 1588 | 1588 | 1588 | 1588 |  | https://en.wind-turbine-models.com/turbines/1716-senvion-3.4m122
1589 | 1589 | 1589 | 1589 | 1589 |  | https://en.wind-turbine-models.com/turbines/1283-senvion-3.4m140
1590 | 1590 | 1590 | 1590 | 1590 |  | https://en.wind-turbine-models.com/turbines/1715-senvion-3.6m114
1591 | 1591 | 1591 | 1591 | 1591 |  | https://en.wind-turbine-models.com/turbines/1717-senvion-3.6m118
1592 | 1592 | 1592 | 1592 | 1592 |  | https://en.wind-turbine-models.com/turbines/1555-senvion-3.6m140
1593 | 1593 | 1593 | 1593 | 1593 |  | https://en.wind-turbine-models.com/turbines/1718-senvion-3.7m144
1594 | 1594 | 1594 | 1594 | 1594 |  | https://en.wind-turbine-models.com/turbines/1907-senvion-4.2m118
1595 | 1595 | 1595 | 1595 | 1595 |  | https://en.wind-turbine-models.com/turbines/1842-senvion-4.2m140
1596 | 1596 | 1596 | 1596 | 1596 |  | https://en.wind-turbine-models.com/turbines/1843-senvion-4.2m148
1597 | 1597 | 1597 | 1597 | 1597 |  | https://en.wind-turbine-models.com/turbines/885-senvion-6.2m126-offshore
1598 | 1598 | 1598 | 1598 | 1598 |  | https://en.wind-turbine-models.com/turbines/884-senvion-6.2m126-onshore
1599 | 1599 | 1599 | 1599 | 1599 |  | https://en.wind-turbine-models.com/turbines/887-senvion-6.2m152-offshore
1600 | 1600 | 1600 | 1600 | 1600 |  | https://en.wind-turbine-models.com/turbines/886-senvion-6.2m152-onshore
1601 | 1601 | 1601 | 1601 | 1601 |  | https://en.wind-turbine-models.com/turbines/1713-senvion-6.3m152-offshore
1602 | 1602 | 1602 | 1602 | 1602 |  | https://en.wind-turbine-models.com/turbines/1714-senvion-6.3m152-onshore
1603 | 1603 | 1603 | 1603 | 1603 |  | https://en.wind-turbine-models.com/turbines/888-senvion-mm82
1604 | 1604 | 1604 | 1604 | 1604 |  | https://en.wind-turbine-models.com/turbines/889-senvion-mm92
1605 | 1605 | 1605 | 1605 | 1605 |  | https://en.wind-turbine-models.com/turbines/890-senvion-mm100
1606 | 1606 | 1606 | 1606 | 1606 |  | https://en.wind-turbine-models.com/turbines/774-serlath-unbekannt
1607 | 1607 | 1607 | 1607 | 1607 |  | https://en.wind-turbine-models.com/turbines/2260-gff-gf7-7500
1608 | 1608 | 1608 | 1608 | 1608 |  | https://en.wind-turbine-models.com/turbines/2261-gff-gf16-55g
1609 | 1609 | 1609 | 1609 | 1609 |  | https://en.wind-turbine-models.com/turbines/2262-gff-gf77-1.5
1610 | 1610 | 1610 | 1610 | 1610 |  | https://en.wind-turbine-models.com/turbines/2263-gff-gf82-1.5
1611 | 1611 | 1611 | 1611 | 1611 |  | https://en.wind-turbine-models.com/turbines/2264-gff-gf121-2.0
1612 | 1612 | 1612 | 1612 | 1612 |  | https://en.wind-turbine-models.com/turbines/2265-gff-gf121-3.0
1613 | 1613 | 1613 | 1613 | 1613 |  | https://en.wind-turbine-models.com/turbines/1768-swiss-electric-yz70-1.5
1614 | 1614 | 1614 | 1614 | 1614 |  | https://en.wind-turbine-models.com/turbines/1769-swiss-electric-yz82-1.5
1615 | 1615 | 1615 | 1615 | 1615 |  | https://en.wind-turbine-models.com/turbines/1771-swiss-electric-yz82-2.0
1616 | 1616 | 1616 | 1616 | 1616 |  | https://en.wind-turbine-models.com/turbines/105-swiss-electric-yz90-2.5
1617 | 1617 | 1617 | 1617 | 1617 |  | https://en.wind-turbine-models.com/turbines/1770-swiss-electric-yz93-1.5
1618 | 1618 | 1618 | 1618 | 1618 |  | https://en.wind-turbine-models.com/turbines/1772-swiss-electric-yz93-2.0
1619 | 1619 | 1619 | 1619 | 1619 |  | https://en.wind-turbine-models.com/turbines/1774-swiss-electric-yz93-3.0
1620 | 1620 | 1620 | 1620 | 1620 |  | https://en.wind-turbine-models.com/turbines/1792-swiss-electric-yz103-1.5
1621 | 1621 | 1621 | 1621 | 1621 |  | https://en.wind-turbine-models.com/turbines/1773-swiss-electric-yz103-2.0
1622 | 1622 | 1622 | 1622 | 1622 |  | https://en.wind-turbine-models.com/turbines/1786-swiss-electric-yz103-2.5
1623 | 1623 | 1623 | 1623 | 1623 |  | https://en.wind-turbine-models.com/turbines/1775-swiss-electric-yz103-3.0
1624 | 1624 | 1624 | 1624 | 1624 |  | https://en.wind-turbine-models.com/turbines/287-swiss-electric-yz115-3.0
1625 | 1625 | 1625 | 1625 | 1625 |  | https://en.wind-turbine-models.com/turbines/1790-swiss-electric-yz116-2.0
1626 | 1626 | 1626 | 1626 | 1626 |  | https://en.wind-turbine-models.com/turbines/1787-swiss-electric-yz116-2.5
1627 | 1627 | 1627 | 1627 | 1627 |  | https://en.wind-turbine-models.com/turbines/1784-swiss-electric-yz116-3.0
1628 | 1628 | 1628 | 1628 | 1628 |  | https://en.wind-turbine-models.com/turbines/1791-swiss-electric-yz121-2.0
1629 | 1629 | 1629 | 1629 | 1629 |  | https://en.wind-turbine-models.com/turbines/1788-swiss-electric-yz121-2.5
1630 | 1630 | 1630 | 1630 | 1630 |  | https://en.wind-turbine-models.com/turbines/1785-swiss-electric-yz121-3.0
1631 | 1631 | 1631 | 1631 | 1631 |  | https://en.wind-turbine-models.com/turbines/1776-swiss-electric-yz127-6.0
1632 | 1632 | 1632 | 1632 | 1632 |  | https://en.wind-turbine-models.com/turbines/1789-swiss-electric-yz130-2.5
1633 | 1633 | 1633 | 1633 | 1633 |  | https://en.wind-turbine-models.com/turbines/1777-swiss-electric-yz133-6.0
1634 | 1634 | 1634 | 1634 | 1634 |  | https://en.wind-turbine-models.com/turbines/1778-swiss-electric-yz139-6.0
1635 | 1635 | 1635 | 1635 | 1635 |  | https://en.wind-turbine-models.com/turbines/1782-swiss-electric-yz140-6.0
1636 | 1636 | 1636 | 1636 | 1636 |  | https://en.wind-turbine-models.com/turbines/1779-swiss-electric-yz150-10.0
1637 | 1637 | 1637 | 1637 | 1637 |  | https://en.wind-turbine-models.com/turbines/1783-swiss-electric-yz160-6.0
1638 | 1638 | 1638 | 1638 | 1638 |  | https://en.wind-turbine-models.com/turbines/1780-swiss-electric-yz170-10.0
1639 | 1639 | 1639 | 1639 | 1639 |  | https://en.wind-turbine-models.com/turbines/1781-swiss-electric-yz190-10.0
1640 | 1640 | 1640 | 1640 | 1640 |  | https://en.wind-turbine-models.com/turbines/1221-shanghai-electric-w1250-62
1641 | 1641 | 1641 | 1641 | 1641 |  | https://en.wind-turbine-models.com/turbines/1220-shanghai-electric-w1250-64
1642 | 1642 | 1642 | 1642 | 1642 |  | https://en.wind-turbine-models.com/turbines/1219-shanghai-electric-w1250-70
1643 | 1643 | 1643 | 1643 | 1643 |  | https://en.wind-turbine-models.com/turbines/101-shanghai-electric-w2000-87
1644 | 1644 | 1644 | 1644 | 1644 |  | https://en.wind-turbine-models.com/turbines/1218-shanghai-electric-w2000-93
1645 | 1645 | 1645 | 1645 | 1645 |  | https://en.wind-turbine-models.com/turbines/1217-shanghai-electric-w2000-99
1646 | 1646 | 1646 | 1646 | 1646 |  | https://en.wind-turbine-models.com/turbines/1216-shanghai-electric-w2000-105
1647 | 1647 | 1647 | 1647 | 1647 |  | https://en.wind-turbine-models.com/turbines/2407-shanghai-electric-w3000-150
1648 | 1648 | 1648 | 1648 | 1648 |  | https://en.wind-turbine-models.com/turbines/1215-shanghai-electric-w3600-116
1649 | 1649 | 1649 | 1649 | 1649 |  | https://en.wind-turbine-models.com/turbines/1214-shanghai-electric-w3600-122
1650 | 1650 | 1650 | 1650 | 1650 |  | https://en.wind-turbine-models.com/turbines/2405-shanghai-electric-w4000-136
1651 | 1651 | 1651 | 1651 | 1651 |  | https://en.wind-turbine-models.com/turbines/2416-shanghai-electric-w4500-155
1652 | 1652 | 1652 | 1652 | 1652 |  | https://en.wind-turbine-models.com/turbines/2408-shanghai-electric-w4550-168
1653 | 1653 | 1653 | 1653 | 1653 |  | https://en.wind-turbine-models.com/turbines/2409-shanghai-electric-w4650-182-wh4.65n-182
1654 | 1654 | 1654 | 1654 | 1654 |  | https://en.wind-turbine-models.com/turbines/2411-shanghai-electric-w4650-192-wh4.65n-192
1655 | 1655 | 1655 | 1655 | 1655 |  | https://en.wind-turbine-models.com/turbines/2418-shanghai-electric-w4800-146-we4800-146
1656 | 1656 | 1656 | 1656 | 1656 |  | https://en.wind-turbine-models.com/turbines/2417-shanghai-electric-w4800-155
1657 | 1657 | 1657 | 1657 | 1657 |  | https://en.wind-turbine-models.com/turbines/2412-shanghai-electric-w5000-192-wh5.0n-192
1658 | 1658 | 1658 | 1658 | 1658 |  | https://en.wind-turbine-models.com/turbines/2413-shanghai-electric-w5250-172-wh5.25n-172
1659 | 1659 | 1659 | 1659 | 1659 |  | https://en.wind-turbine-models.com/turbines/2406-shanghai-electric-w5550-172-wg5.55f-172
1660 | 1660 | 1660 | 1660 | 1660 |  | https://en.wind-turbine-models.com/turbines/2410-shanghai-electric-w5600-182-wh5.6n-182
1661 | 1661 | 1661 | 1661 | 1661 |  | https://en.wind-turbine-models.com/turbines/2414-shanghai-electric-w6050-172-wh6.05n-172
1662 | 1662 | 1662 | 1662 | 1662 |  | https://en.wind-turbine-models.com/turbines/2403-shanghai-electric-w6250-172-wd6250-172
1663 | 1663 | 1663 | 1663 | 1663 |  | https://en.wind-turbine-models.com/turbines/2415-shanghai-electric-w6250-172-wh6.25n-172
1664 | 1664 | 1664 | 1664 | 1664 |  | https://en.wind-turbine-models.com/turbines/2404-shanghai-electric-w6500-185-w6.5f-185
1665 | 1665 | 1665 | 1665 | 1665 |  | https://en.wind-turbine-models.com/turbines/1824-shanghai-electric-w8000-167
1666 | 1666 | 1666 | 1666 | 1666 |  | https://en.wind-turbine-models.com/turbines/2402-shanghai-electric-w8000-208-ew8.0-208
1667 | 1667 | 1667 | 1667 | 1667 |  | https://en.wind-turbine-models.com/turbines/2362-shanghai-electric-w11000-208-ew11.0-208-petrel
1668 | 1668 | 1668 | 1668 | 1668 |  | https://en.wind-turbine-models.com/turbines/1490-ghrepower-fd5-5
1669 | 1669 | 1669 | 1669 | 1669 |  | https://en.wind-turbine-models.com/turbines/1489-ghrepower-fd8-9.8
1670 | 1670 | 1670 | 1670 | 1670 |  | https://en.wind-turbine-models.com/turbines/1493-ghrepower-fd16-19.8
1671 | 1671 | 1671 | 1671 | 1671 |  | https://en.wind-turbine-models.com/turbines/1492-ghrepower-fd16-30
1672 | 1672 | 1672 | 1672 | 1672 |  | https://en.wind-turbine-models.com/turbines/1491-ghrepower-fd16-50
1673 | 1673 | 1673 | 1673 | 1673 |  | https://en.wind-turbine-models.com/turbines/1057-ghrepower-fd21-50
1674 | 1674 | 1674 | 1674 | 1674 |  | https://en.wind-turbine-models.com/turbines/1058-ghrepower-fd21-60
1675 | 1675 | 1675 | 1675 | 1675 |  | https://en.wind-turbine-models.com/turbines/1494-ghrepower-fd21-100
1676 | 1676 | 1676 | 1676 | 1676 |  | https://en.wind-turbine-models.com/turbines/1056-ghrepower-ghre100
1677 | 1677 | 1677 | 1677 | 1677 |  | https://en.wind-turbine-models.com/turbines/1981-shawingan-lavalin-cap-chat-vawt
1678 | 1678 | 1678 | 1678 | 1678 |  | https://en.wind-turbine-models.com/turbines/1212-cnyd-ydf-1500-87
1679 | 1679 | 1679 | 1679 | 1679 |  | https://en.wind-turbine-models.com/turbines/1211-cnyd-ydf-2000-103
1680 | 1680 | 1680 | 1680 | 1680 |  | https://en.wind-turbine-models.com/turbines/449-shriram-250-t
1681 | 1681 | 1681 | 1681 | 1681 |  | https://en.wind-turbine-models.com/turbines/1890-siemens-gamesa-sg-2.1-114
1682 | 1682 | 1682 | 1682 | 1682 |  | https://en.wind-turbine-models.com/turbines/1832-siemens-gamesa-sg-2.1-122
1683 | 1683 | 1683 | 1683 | 1683 |  | https://en.wind-turbine-models.com/turbines/2128-siemens-gamesa-sg-2.2-122
1684 | 1684 | 1684 | 1684 | 1684 |  | https://en.wind-turbine-models.com/turbines/1891-siemens-gamesa-sg-2.6-114
1685 | 1685 | 1685 | 1685 | 1685 |  | https://en.wind-turbine-models.com/turbines/1889-siemens-gamesa-sg-2.6-126
1686 | 1686 | 1686 | 1686 | 1686 |  | https://en.wind-turbine-models.com/turbines/1888-siemens-gamesa-sg-2.7-129
1687 | 1687 | 1687 | 1687 | 1687 |  | https://en.wind-turbine-models.com/turbines/2129-siemens-gamesa-sg-2.9-129
1688 | 1688 | 1688 | 1688 | 1688 |  | https://en.wind-turbine-models.com/turbines/1892-siemens-gamesa-sg-3.4-132
1689 | 1689 | 1689 | 1689 | 1689 |  | https://en.wind-turbine-models.com/turbines/2299-siemens-gamesa-sg-3.4-145
1690 | 1690 | 1690 | 1690 | 1690 |  | https://en.wind-turbine-models.com/turbines/2298-siemens-gamesa-sg-4.7-155
1691 | 1691 | 1691 | 1691 | 1691 |  | https://en.wind-turbine-models.com/turbines/1799-siemens-gamesa-sg-4.2-145
1692 | 1692 | 1692 | 1692 | 1692 |  | https://en.wind-turbine-models.com/turbines/1893-siemens-gamesa-sg-4.5-132
1693 | 1693 | 1693 | 1693 | 1693 |  | https://en.wind-turbine-models.com/turbines/1894-siemens-gamesa-sg-4.5-145
1694 | 1694 | 1694 | 1694 | 1694 |  | https://en.wind-turbine-models.com/turbines/1895-siemens-gamesa-sg-4.5-155
1695 | 1695 | 1695 | 1695 | 1695 |  | https://en.wind-turbine-models.com/turbines/2130-siemens-gamesa-sg-5.0-132
1696 | 1696 | 1696 | 1696 | 1696 |  | https://en.wind-turbine-models.com/turbines/2131-siemens-gamesa-sg-5.0-145
1697 | 1697 | 1697 | 1697 | 1697 |  | https://en.wind-turbine-models.com/turbines/2042-siemens-gamesa-sg-5.8-155
1698 | 1698 | 1698 | 1698 | 1698 |  | https://en.wind-turbine-models.com/turbines/2043-siemens-gamesa-sg-5.8-170
1699 | 1699 | 1699 | 1699 | 1699 |  | https://en.wind-turbine-models.com/turbines/1886-siemens-gamesa-sg-6.0-154
1700 | 1700 | 1700 | 1700 | 1700 |  | https://en.wind-turbine-models.com/turbines/2345-siemens-gamesa-sg-6.6-155
1701 | 1701 | 1701 | 1701 | 1701 |  | https://en.wind-turbine-models.com/turbines/2346-siemens-gamesa-sg-6.6-170
1702 | 1702 | 1702 | 1702 | 1702 |  | https://en.wind-turbine-models.com/turbines/1810-siemens-gamesa-sg-7.0-154
1703 | 1703 | 1703 | 1703 | 1703 |  | https://en.wind-turbine-models.com/turbines/2475-siemens-gamesa-sg-7.0-170
1704 | 1704 | 1704 | 1704 | 1704 |  | https://en.wind-turbine-models.com/turbines/1800-siemens-gamesa-sg-8.0-167-dd
1705 | 1705 | 1705 | 1705 | 1705 |  | https://en.wind-turbine-models.com/turbines/1969-siemens-gamesa-sg-10.0-193-dd
1706 | 1706 | 1706 | 1706 | 1706 |  | https://en.wind-turbine-models.com/turbines/2125-siemens-gamesa-sg-11.0-193-dd
1707 | 1707 | 1707 | 1707 | 1707 |  | https://en.wind-turbine-models.com/turbines/2157-siemens-gamesa-sg-11.0-200-dd
1708 | 1708 | 1708 | 1708 | 1708 |  | https://en.wind-turbine-models.com/turbines/2266-siemens-gamesa-sg-14-222-dd
1709 | 1709 | 1709 | 1709 | 1709 |  | https://en.wind-turbine-models.com/turbines/2473-siemens-gamesa-sg-14-236-dd
1710 | 1710 | 1710 | 1710 | 1710 |  | https://en.wind-turbine-models.com/turbines/1896-siemens-gamesa-swt-dd-120
1711 | 1711 | 1711 | 1711 | 1711 |  | https://en.wind-turbine-models.com/turbines/1898-siemens-gamesa-swt-dd-130
1712 | 1712 | 1712 | 1712 | 1712 |  | https://en.wind-turbine-models.com/turbines/1897-siemens-gamesa-swt-dd-142
1713 | 1713 | 1713 | 1713 | 1713 |  | https://en.wind-turbine-models.com/turbines/1457-siemens-swt-1.3-62
1714 | 1714 | 1714 | 1714 | 1714 |  | https://en.wind-turbine-models.com/turbines/204-siemens-swt-2.3-82
1715 | 1715 | 1715 | 1715 | 1715 |  | https://en.wind-turbine-models.com/turbines/551-siemens-swt-2.3-93
1716 | 1716 | 1716 | 1716 | 1716 |  | https://en.wind-turbine-models.com/turbines/989-siemens-swt-2.3-93
1717 | 1717 | 1717 | 1717 | 1717 |  | https://en.wind-turbine-models.com/turbines/50-siemens-swt-2.3-93-offshore
1718 | 1718 | 1718 | 1718 | 1718 |  | https://en.wind-turbine-models.com/turbines/341-siemens-swt-2.3-101
1719 | 1719 | 1719 | 1719 | 1719 |  | https://en.wind-turbine-models.com/turbines/647-siemens-swt-2.3-108
1720 | 1720 | 1720 | 1720 | 1720 |  | https://en.wind-turbine-models.com/turbines/110-siemens-swt-2.3-113
1721 | 1721 | 1721 | 1721 | 1721 |  | https://en.wind-turbine-models.com/turbines/1240-siemens-swt-2.3-120
1722 | 1722 | 1722 | 1722 | 1722 |  | https://en.wind-turbine-models.com/turbines/1531-siemens-swt-2.5-120
1723 | 1723 | 1723 | 1723 | 1723 |  | https://en.wind-turbine-models.com/turbines/66-siemens-swt-3.0-101
1724 | 1724 | 1724 | 1724 | 1724 |  | https://en.wind-turbine-models.com/turbines/751-siemens-swt-3.0-108
1725 | 1725 | 1725 | 1725 | 1725 |  | https://en.wind-turbine-models.com/turbines/752-siemens-swt-3.0-113
1726 | 1726 | 1726 | 1726 | 1726 |  | https://en.wind-turbine-models.com/turbines/1469-siemens-swt-3.15-142
1727 | 1727 | 1727 | 1727 | 1727 |  | https://en.wind-turbine-models.com/turbines/964-siemens-swt-3.2-101
1728 | 1728 | 1728 | 1728 | 1728 |  | https://en.wind-turbine-models.com/turbines/965-siemens-swt-3.2-108
1729 | 1729 | 1729 | 1729 | 1729 |  | https://en.wind-turbine-models.com/turbines/966-siemens-swt-3.2-113
1730 | 1730 | 1730 | 1730 | 1730 |  | https://en.wind-turbine-models.com/turbines/1004-siemens-swt-3.3-130
1731 | 1731 | 1731 | 1731 | 1731 |  | https://en.wind-turbine-models.com/turbines/1467-siemens-swt-3.3-130-ln
1732 | 1732 | 1732 | 1732 | 1732 |  | https://en.wind-turbine-models.com/turbines/1272-siemens-swt-3.6-107-offshore
1733 | 1733 | 1733 | 1733 | 1733 |  | https://en.wind-turbine-models.com/turbines/102-siemens-swt-3.6-107-onshore
1734 | 1734 | 1734 | 1734 | 1734 |  | https://en.wind-turbine-models.com/turbines/196-siemens-swt-3.6-120-dd
1735 | 1735 | 1735 | 1735 | 1735 |  | https://en.wind-turbine-models.com/turbines/669-siemens-swt-3.6-120-offshore
1736 | 1736 | 1736 | 1736 | 1736 |  | https://en.wind-turbine-models.com/turbines/646-siemens-swt-3.6-120-onshore
1737 | 1737 | 1737 | 1737 | 1737 |  | https://en.wind-turbine-models.com/turbines/1468-siemens-swt-3.6-130
1738 | 1738 | 1738 | 1738 | 1738 |  | https://en.wind-turbine-models.com/turbines/753-siemens-swt-4.0-120
1739 | 1739 | 1739 | 1739 | 1739 |  | https://en.wind-turbine-models.com/turbines/601-siemens-swt-4.0-130
1740 | 1740 | 1740 | 1740 | 1740 |  | https://en.wind-turbine-models.com/turbines/159-siemens-swt-6.0-120
1741 | 1741 | 1741 | 1741 | 1741 |  | https://en.wind-turbine-models.com/turbines/657-siemens-swt-6.0-154
1742 | 1742 | 1742 | 1742 | 1742 |  | https://en.wind-turbine-models.com/turbines/1102-siemens-swt-7.0-154
1743 | 1743 | 1743 | 1743 | 1743 |  | https://en.wind-turbine-models.com/turbines/1465-siemens-swt-8.0-154
1744 | 1744 | 1744 | 1744 | 1744 |  | https://en.wind-turbine-models.com/turbines/1615-sinovel-sl1500-70
1745 | 1745 | 1745 | 1745 | 1745 |  | https://en.wind-turbine-models.com/turbines/1616-sinovel-sl1500-77
1746 | 1746 | 1746 | 1746 | 1746 |  | https://en.wind-turbine-models.com/turbines/1617-sinovel-sl1500-82
1747 | 1747 | 1747 | 1747 | 1747 |  | https://en.wind-turbine-models.com/turbines/289-sinovel-sl1500-89
1748 | 1748 | 1748 | 1748 | 1748 |  | https://en.wind-turbine-models.com/turbines/1618-sinovel-sl1500-90
1749 | 1749 | 1749 | 1749 | 1749 |  | https://en.wind-turbine-models.com/turbines/1619-sinovel-sl1500-93
1750 | 1750 | 1750 | 1750 | 1750 |  | https://en.wind-turbine-models.com/turbines/1623-sinovel-sl2000-100
1751 | 1751 | 1751 | 1751 | 1751 |  | https://en.wind-turbine-models.com/turbines/1624-sinovel-sl2000-110
1752 | 1752 | 1752 | 1752 | 1752 |  | https://en.wind-turbine-models.com/turbines/1625-sinovel-sl2000-116
1753 | 1753 | 1753 | 1753 | 1753 |  | https://en.wind-turbine-models.com/turbines/1626-sinovel-sl2000-121
1754 | 1754 | 1754 | 1754 | 1754 |  | https://en.wind-turbine-models.com/turbines/1627-sinovel-sl3000-90
1755 | 1755 | 1755 | 1755 | 1755 |  | https://en.wind-turbine-models.com/turbines/1628-sinovel-sl3000-105
1756 | 1756 | 1756 | 1756 | 1756 |  | https://en.wind-turbine-models.com/turbines/41-sinovel-sl3000-113
1757 | 1757 | 1757 | 1757 | 1757 |  | https://en.wind-turbine-models.com/turbines/1629-sinovel-sl3000-121
1758 | 1758 | 1758 | 1758 | 1758 |  | https://en.wind-turbine-models.com/turbines/290-sinovel-sl5000-128
1759 | 1759 | 1759 | 1759 | 1759 |  | https://en.wind-turbine-models.com/turbines/1630-sinovel-sl5000-155
1760 | 1760 | 1760 | 1760 | 1760 |  | https://en.wind-turbine-models.com/turbines/1631-sinovel-sl6000-128
1761 | 1761 | 1761 | 1761 | 1761 |  | https://en.wind-turbine-models.com/turbines/1632-sinovel-sl6000-155
1762 | 1762 | 1762 | 1762 | 1762 |  | https://en.wind-turbine-models.com/turbines/2122-lawson-tancred-aerogenerator
1763 | 1763 | 1763 | 1763 | 1763 |  | https://en.wind-turbine-models.com/turbines/477-siva-250-50
1764 | 1764 | 1764 | 1764 | 1764 |  | https://en.wind-turbine-models.com/turbines/1263-skysails-55-kw-functional-model
1765 | 1765 | 1765 | 1765 | 1765 |  | https://en.wind-turbine-models.com/turbines/1427-skywind-3.4
1766 | 1766 | 1766 | 1766 | 1766 |  | https://en.wind-turbine-models.com/turbines/2058-skywolf-wind-solar-hybrid
1767 | 1767 | 1767 | 1767 | 1767 |  | https://en.wind-turbine-models.com/turbines/228-smedemester-m-lle-birkum
1768 | 1768 | 1768 | 1768 | 1768 |  | https://en.wind-turbine-models.com/turbines/672-smedemester-m-lle-borbjerg
1769 | 1769 | 1769 | 1769 | 1769 |  | https://en.wind-turbine-models.com/turbines/997-smedemester-m-lle-hurup-thy-m-lle
1770 | 1770 | 1770 | 1770 | 1770 |  | https://en.wind-turbine-models.com/turbines/880-smedemester-m-lle-m-lle
1771 | 1771 | 1771 | 1771 | 1771 |  | https://en.wind-turbine-models.com/turbines/227-smedemester-m-lle-m-n-s-energiservice-i-s
1772 | 1772 | 1772 | 1772 | 1772 |  | https://en.wind-turbine-models.com/turbines/663-smedemester-m-lle-pedholt-m-lle
1773 | 1773 | 1773 | 1773 | 1773 |  | https://en.wind-turbine-models.com/turbines/127-smedemester-m-lle-smedemestermolle
1774 | 1774 | 1774 | 1774 | 1774 |  | https://en.wind-turbine-models.com/turbines/253-smedemester-m-lle-s-gren-maskinfabrik-a-s
1775 | 1775 | 1775 | 1775 | 1775 |  | https://en.wind-turbine-models.com/turbines/230-smedemester-m-lle-s-nderh
1776 | 1776 | 1776 | 1776 | 1776 |  | https://en.wind-turbine-models.com/turbines/1464-smedemester-m-lle-tjele-m-lle
1777 | 1777 | 1777 | 1777 | 1777 |  | https://en.wind-turbine-models.com/turbines/229-smedemester-m-lle-ydby
1778 | 1778 | 1778 | 1778 | 1778 |  | https://en.wind-turbine-models.com/turbines/990-smedemester-m-lle-ster-vr-gum-m-lle
1779 | 1779 | 1779 | 1779 | 1779 |  | https://en.wind-turbine-models.com/turbines/700-smedemester-m-lle-h-rby-18
1780 | 1780 | 1780 | 1780 | 1780 |  | https://en.wind-turbine-models.com/turbines/25-smith-putnam-prototyp
1781 | 1781 | 1781 | 1781 | 1781 |  | https://en.wind-turbine-models.com/turbines/1374-solacity-eoltec-scirocco
1782 | 1782 | 1782 | 1782 | 1782 |  | https://en.wind-turbine-models.com/turbines/2439-solener-2.000
1783 | 1783 | 1783 | 1783 | 1783 |  | https://en.wind-turbine-models.com/turbines/2440-solener-3.000
1784 | 1784 | 1784 | 1784 | 1784 |  | https://en.wind-turbine-models.com/turbines/2441-solener-5.000
1785 | 1785 | 1785 | 1785 | 1785 |  | https://en.wind-turbine-models.com/turbines/2442-solener-10.000
1786 | 1786 | 1786 | 1786 | 1786 |  | https://en.wind-turbine-models.com/turbines/2443-solener-15.000
1787 | 1787 | 1787 | 1787 | 1787 |  | https://en.wind-turbine-models.com/turbines/2438-solener-1.000
1788 | 1788 | 1788 | 1788 | 1788 |  | https://en.wind-turbine-models.com/turbines/1474-solid-wind-swp-19.8
1789 | 1789 | 1789 | 1789 | 1789 |  | https://en.wind-turbine-models.com/turbines/1475-solid-wind-swp-20
1790 | 1790 | 1790 | 1790 | 1790 |  | https://en.wind-turbine-models.com/turbines/995-solid-wind-swp-25
1791 | 1791 | 1791 | 1791 | 1791 |  | https://en.wind-turbine-models.com/turbines/2126-solutions-4-energy-30k16
1792 | 1792 | 1792 | 1792 | 1792 |  | https://en.wind-turbine-models.com/turbines/2127-solutions-4-energy-30k20
1793 | 1793 | 1793 | 1793 | 1793 |  | https://en.wind-turbine-models.com/turbines/2179-sonebjerg-sm-22
1794 | 1794 | 1794 | 1794 | 1794 |  | https://en.wind-turbine-models.com/turbines/1276-sonebjerg-sm-30
1795 | 1795 | 1795 | 1795 | 1795 |  | https://en.wind-turbine-models.com/turbines/2180-sonebjerg-sm-45
1796 | 1796 | 1796 | 1796 | 1796 |  | https://en.wind-turbine-models.com/turbines/2181-sonebjerg-sm-55
1797 | 1797 | 1797 | 1797 | 1797 |  | https://en.wind-turbine-models.com/turbines/454-swl-gwl-225-40
1798 | 1798 | 1798 | 1798 | 1798 |  | https://en.wind-turbine-models.com/turbines/1334-soyut-soyut-wind-1
1799 | 1799 | 1799 | 1799 | 1799 |  | https://en.wind-turbine-models.com/turbines/1333-soyut-soyut-wind-3
1800 | 1800 | 1800 | 1800 | 1800 |  | https://en.wind-turbine-models.com/turbines/1332-soyut-soyut-wind-5
1801 | 1801 | 1801 | 1801 | 1801 |  | https://en.wind-turbine-models.com/turbines/1331-soyut-soyut-wind-10
1802 | 1802 | 1802 | 1802 | 1802 |  | https://en.wind-turbine-models.com/turbines/1330-soyut-soyut-wind-20
1803 | 1803 | 1803 | 1803 | 1803 |  | https://en.wind-turbine-models.com/turbines/1329-soyut-soyut-wind-30
1804 | 1804 | 1804 | 1804 | 1804 |  | https://en.wind-turbine-models.com/turbines/1328-soyut-soyut-wind-50
1805 | 1805 | 1805 | 1805 | 1805 |  | https://en.wind-turbine-models.com/turbines/1327-soyut-soyut-wind-100
1806 | 1806 | 1806 | 1806 | 1806 |  | https://en.wind-turbine-models.com/turbines/1326-soyut-soyut-wind-200
1807 | 1807 | 1807 | 1807 | 1807 |  | https://en.wind-turbine-models.com/turbines/1325-soyut-soyut-wind-250
1808 | 1808 | 1808 | 1808 | 1808 |  | https://en.wind-turbine-models.com/turbines/1324-soyut-soyut-wind-500
1809 | 1809 | 1809 | 1809 | 1809 |  | https://en.wind-turbine-models.com/turbines/1323-soyut-soyut-wind-1000
1810 | 1810 | 1810 | 1810 | 1810 |  | https://en.wind-turbine-models.com/turbines/1322-soyut-soyut-wind-1650
1811 | 1811 | 1811 | 1811 | 1811 |  | https://en.wind-turbine-models.com/turbines/1011-s-gren-maskinfabrik-s-gren
1812 | 1812 | 1812 | 1812 | 1812 |  | https://en.wind-turbine-models.com/turbines/463-src-green-power-src-31-250
1813 | 1813 | 1813 | 1813 | 1813 |  | https://en.wind-turbine-models.com/turbines/1721-stokm-llen-savm-llen
1814 | 1814 | 1814 | 1814 | 1814 |  | https://en.wind-turbine-models.com/turbines/2369-stokm-llen-sterklit
1815 | 1815 | 1815 | 1815 | 1815 |  | https://en.wind-turbine-models.com/turbines/1608-stoma-st-k60-d22
1816 | 1816 | 1816 | 1816 | 1816 |  | https://en.wind-turbine-models.com/turbines/1609-stoma-st-k100-d22
1817 | 1817 | 1817 | 1817 | 1817 |  | https://en.wind-turbine-models.com/turbines/1610-stoma-st-k200-d32
1818 | 1818 | 1818 | 1818 | 1818 |  | https://en.wind-turbine-models.com/turbines/1031-stork-newecs-25
1819 | 1819 | 1819 | 1819 | 1819 |  | https://en.wind-turbine-models.com/turbines/1558-stork-hat-25-experimental-machine
1820 | 1820 | 1820 | 1820 | 1820 |  | https://en.wind-turbine-models.com/turbines/1032-stork-newecs-45
1821 | 1821 | 1821 | 1821 | 1821 |  | https://en.wind-turbine-models.com/turbines/547-storm-master-storm-master-model-12
1822 | 1822 | 1822 | 1822 | 1822 |  | https://en.wind-turbine-models.com/turbines/1242-stx-windpower-stx-72-1.5-mw
1823 | 1823 | 1823 | 1823 | 1823 |  | https://en.wind-turbine-models.com/turbines/1241-stx-windpower-stx-72-2-mw
1824 | 1824 | 1824 | 1824 | 1824 |  | https://en.wind-turbine-models.com/turbines/1243-stx-windpower-stx-93-2-mw
1825 | 1825 | 1825 | 1825 | 1825 |  | https://en.wind-turbine-models.com/turbines/356-suedwind-thg-5
1826 | 1826 | 1826 | 1826 | 1826 |  | https://en.wind-turbine-models.com/turbines/29-suedwind-s-46
1827 | 1827 | 1827 | 1827 | 1827 |  | https://en.wind-turbine-models.com/turbines/1062-suedwind-s-46
1828 | 1828 | 1828 | 1828 | 1828 |  | https://en.wind-turbine-models.com/turbines/2297-suedwind-s-48
1829 | 1829 | 1829 | 1829 | 1829 |  | https://en.wind-turbine-models.com/turbines/718-suedwind-s-50-p
1830 | 1830 | 1830 | 1830 | 1830 |  | https://en.wind-turbine-models.com/turbines/31-suedwind-s-70
1831 | 1831 | 1831 | 1831 | 1831 |  | https://en.wind-turbine-models.com/turbines/1165-suedwind-s-70-special-nacelle
1832 | 1832 | 1832 | 1832 | 1832 |  | https://en.wind-turbine-models.com/turbines/405-suedwind-s-77
1833 | 1833 | 1833 | 1833 | 1833 |  | https://en.wind-turbine-models.com/turbines/691-suedwind-n-710
1834 | 1834 | 1834 | 1834 | 1834 |  | https://en.wind-turbine-models.com/turbines/33-suedwind-n-715
1835 | 1835 | 1835 | 1835 | 1835 |  | https://en.wind-turbine-models.com/turbines/1079-suedwind-n-1230
1836 | 1836 | 1836 | 1836 | 1836 |  | https://en.wind-turbine-models.com/turbines/1080-suedwind-n-1237
1837 | 1837 | 1837 | 1837 | 1837 |  | https://en.wind-turbine-models.com/turbines/1081-suedwind-n-1245
1838 | 1838 | 1838 | 1838 | 1838 |  | https://en.wind-turbine-models.com/turbines/30-suedwind-n-3127
1839 | 1839 | 1839 | 1839 | 1839 |  | https://en.wind-turbine-models.com/turbines/410-suedwind-n-3330
1840 | 1840 | 1840 | 1840 | 1840 |  | https://en.wind-turbine-models.com/turbines/411-suedwind-n-3335
1841 | 1841 | 1841 | 1841 | 1841 |  | https://en.wind-turbine-models.com/turbines/417-suedwind-n-4660
1842 | 1842 | 1842 | 1842 | 1842 |  | https://en.wind-turbine-models.com/turbines/2145-superwind-sw-350
1843 | 1843 | 1843 | 1843 | 1843 |  | https://en.wind-turbine-models.com/turbines/1798-superwind-1250
1844 | 1844 | 1844 | 1844 | 1844 |  | https://en.wind-turbine-models.com/turbines/1371-suzlon-s.111-2100
1845 | 1845 | 1845 | 1845 | 1845 |  | https://en.wind-turbine-models.com/turbines/1925-suzlon-s.120
1846 | 1846 | 1846 | 1846 | 1846 |  | https://en.wind-turbine-models.com/turbines/1844-suzlon-s.128-2600
1847 | 1847 | 1847 | 1847 | 1847 |  | https://en.wind-turbine-models.com/turbines/1922-suzlon-s.128-2700
1848 | 1848 | 1848 | 1848 | 1848 |  | https://en.wind-turbine-models.com/turbines/1845-suzlon-s.128-2800
1849 | 1849 | 1849 | 1849 | 1849 |  | https://en.wind-turbine-models.com/turbines/1924-suzlon-s.146
1850 | 1850 | 1850 | 1850 | 1850 |  | https://en.wind-turbine-models.com/turbines/1923-suzlon-s.154
1851 | 1851 | 1851 | 1851 | 1851 |  | https://en.wind-turbine-models.com/turbines/465-suzlon-s.33-350
1852 | 1852 | 1852 | 1852 | 1852 |  | https://en.wind-turbine-models.com/turbines/467-suzlon-s.52-600
1853 | 1853 | 1853 | 1853 | 1853 |  | https://en.wind-turbine-models.com/turbines/468-suzlon-s.60-1000
1854 | 1854 | 1854 | 1854 | 1854 |  | https://en.wind-turbine-models.com/turbines/469-suzlon-s.60-1250
1855 | 1855 | 1855 | 1855 | 1855 |  | https://en.wind-turbine-models.com/turbines/470-suzlon-s.62-1000
1856 | 1856 | 1856 | 1856 | 1856 |  | https://en.wind-turbine-models.com/turbines/466-suzlon-s.64-950
1857 | 1857 | 1857 | 1857 | 1857 |  | https://en.wind-turbine-models.com/turbines/471-suzlon-s.64-1000
1858 | 1858 | 1858 | 1858 | 1858 |  | https://en.wind-turbine-models.com/turbines/472-suzlon-s.64-1250
1859 | 1859 | 1859 | 1859 | 1859 |  | https://en.wind-turbine-models.com/turbines/97-suzlon-s.66-1250
1860 | 1860 | 1860 | 1860 | 1860 |  | https://en.wind-turbine-models.com/turbines/473-suzlon-s.82-1500
1861 | 1861 | 1861 | 1861 | 1861 |  | https://en.wind-turbine-models.com/turbines/476-suzlon-s.88-2000
1862 | 1862 | 1862 | 1862 | 1862 |  | https://en.wind-turbine-models.com/turbines/95-suzlon-s.88-2100
1863 | 1863 | 1863 | 1863 | 1863 |  | https://en.wind-turbine-models.com/turbines/474-suzlon-s.95-2100
1864 | 1864 | 1864 | 1864 | 1864 |  | https://en.wind-turbine-models.com/turbines/475-suzlon-s.97-2100
1865 | 1865 | 1865 | 1865 | 1865 |  | https://en.wind-turbine-models.com/turbines/1672-svecom-svecom-wind-60-18
1866 | 1866 | 1866 | 1866 | 1866 |  | https://en.wind-turbine-models.com/turbines/1673-svecom-svecom-wind-60-23
1867 | 1867 | 1867 | 1867 | 1867 |  | https://en.wind-turbine-models.com/turbines/1674-svecom-svecom-wind-100-23
1868 | 1868 | 1868 | 1868 | 1868 |  | https://en.wind-turbine-models.com/turbines/1373-united-energies-ue-1.65
1869 | 1869 | 1869 | 1869 | 1869 |  | https://en.wind-turbine-models.com/turbines/261-tacke-tw-1.5i
1870 | 1870 | 1870 | 1870 | 1870 |  | https://en.wind-turbine-models.com/turbines/27-tacke-tw-1.5s
1871 | 1871 | 1871 | 1871 | 1871 |  | https://en.wind-turbine-models.com/turbines/28-tacke-tw-2.0
1872 | 1872 | 1872 | 1872 | 1872 |  | https://en.wind-turbine-models.com/turbines/1398-tacke-tw-45
1873 | 1873 | 1873 | 1873 | 1873 |  | https://en.wind-turbine-models.com/turbines/262-tacke-tw-60
1874 | 1874 | 1874 | 1874 | 1874 |  | https://en.wind-turbine-models.com/turbines/263-tacke-tw-80
1875 | 1875 | 1875 | 1875 | 1875 |  | https://en.wind-turbine-models.com/turbines/1885-tacke-wr-150
1876 | 1876 | 1876 | 1876 | 1876 |  | https://en.wind-turbine-models.com/turbines/1644-tacke-tw-150
1877 | 1877 | 1877 | 1877 | 1877 |  | https://en.wind-turbine-models.com/turbines/527-tacke-tw-250
1878 | 1878 | 1878 | 1878 | 1878 |  | https://en.wind-turbine-models.com/turbines/381-tacke-tw-300
1879 | 1879 | 1879 | 1879 | 1879 |  | https://en.wind-turbine-models.com/turbines/919-tacke-tw-500
1880 | 1880 | 1880 | 1880 | 1880 |  | https://en.wind-turbine-models.com/turbines/26-tacke-tw-600
1881 | 1881 | 1881 | 1881 | 1881 |  | https://en.wind-turbine-models.com/turbines/338-tacke-tw-600a
1882 | 1882 | 1882 | 1882 | 1882 |  | https://en.wind-turbine-models.com/turbines/418-tacke-tw-600e
1883 | 1883 | 1883 | 1883 | 1883 |  | https://en.wind-turbine-models.com/turbines/979-tacke-tz-750
1884 | 1884 | 1884 | 1884 | 1884 |  | https://en.wind-turbine-models.com/turbines/2278-tyhi-taiyuan-tz1500-77
1885 | 1885 | 1885 | 1885 | 1885 |  | https://en.wind-turbine-models.com/turbines/2279-tyhi-taiyuan-tz1500-82
1886 | 1886 | 1886 | 1886 | 1886 |  | https://en.wind-turbine-models.com/turbines/2280-tyhi-taiyuan-tz1500-87
1887 | 1887 | 1887 | 1887 | 1887 |  | https://en.wind-turbine-models.com/turbines/2281-tyhi-taiyuan-tz1500-93
1888 | 1888 | 1888 | 1888 | 1888 |  | https://en.wind-turbine-models.com/turbines/2282-tyhi-taiyuan-tz1500-100
1889 | 1889 | 1889 | 1889 | 1889 |  | https://en.wind-turbine-models.com/turbines/2271-tyhi-taiyuan-tz2000-87
1890 | 1890 | 1890 | 1890 | 1890 |  | https://en.wind-turbine-models.com/turbines/2272-tyhi-taiyuan-tz2000-93
1891 | 1891 | 1891 | 1891 | 1891 |  | https://en.wind-turbine-models.com/turbines/2273-tyhi-taiyuan-tz2000-100
1892 | 1892 | 1892 | 1892 | 1892 |  | https://en.wind-turbine-models.com/turbines/2274-tyhi-taiyuan-tz2000-105
1893 | 1893 | 1893 | 1893 | 1893 |  | https://en.wind-turbine-models.com/turbines/2275-tyhi-taiyuan-tz2000-110
1894 | 1894 | 1894 | 1894 | 1894 |  | https://en.wind-turbine-models.com/turbines/2276-tyhi-taiyuan-tz2000-116
1895 | 1895 | 1895 | 1895 | 1895 |  | https://en.wind-turbine-models.com/turbines/2277-tyhi-taiyuan-tz2000-120
1896 | 1896 | 1896 | 1896 | 1896 |  | https://en.wind-turbine-models.com/turbines/2269-tyhi-taiyuan-tz2500-122
1897 | 1897 | 1897 | 1897 | 1897 |  | https://en.wind-turbine-models.com/turbines/2270-tyhi-taiyuan-tz2500-133
1898 | 1898 | 1898 | 1898 | 1898 |  | https://en.wind-turbine-models.com/turbines/1586-tyhi-taiyuan-tz3000-104
1899 | 1899 | 1899 | 1899 | 1899 |  | https://en.wind-turbine-models.com/turbines/1587-tyhi-taiyuan-tz3000-113
1900 | 1900 | 1900 | 1900 | 1900 |  | https://en.wind-turbine-models.com/turbines/1588-tyhi-taiyuan-tz3000-120
1901 | 1901 | 1901 | 1901 | 1901 |  | https://en.wind-turbine-models.com/turbines/2268-tyhi-taiyuan-tz3000-140
1902 | 1902 | 1902 | 1902 | 1902 |  | https://en.wind-turbine-models.com/turbines/1584-tyhi-taiyuan-tz5000-128
1903 | 1903 | 1903 | 1903 | 1903 |  | https://en.wind-turbine-models.com/turbines/1585-tyhi-taiyuan-tz5000-153
1904 | 1904 | 1904 | 1904 | 1904 |  | https://en.wind-turbine-models.com/turbines/2267-tyhi-taiyuan-tz6000-154
1905 | 1905 | 1905 | 1905 | 1905 |  | https://en.wind-turbine-models.com/turbines/2283-tyhi-taiyuan-tz8000-168
1906 | 1906 | 1906 | 1906 | 1906 |  | https://en.wind-turbine-models.com/turbines/2284-tyhi-taiyuan-tz8000-182
1907 | 1907 | 1907 | 1907 | 1907 |  | https://en.wind-turbine-models.com/turbines/1045-teco-tfc2000
1908 | 1908 | 1908 | 1908 | 1908 |  | https://en.wind-turbine-models.com/turbines/673-tellus-t-1780
1909 | 1909 | 1909 | 1909 | 1909 |  | https://en.wind-turbine-models.com/turbines/168-tellus-t-1995
1910 | 1910 | 1910 | 1910 | 1910 |  | https://en.wind-turbine-models.com/turbines/845-the-wind-factory-twf-15
1911 | 1911 | 1911 | 1911 | 1911 |  | https://en.wind-turbine-models.com/turbines/630-the-wind-factory-twf-18
1912 | 1912 | 1912 | 1912 | 1912 |  | https://en.wind-turbine-models.com/turbines/2134-wind-turbine-company-wtc-100
1913 | 1913 | 1913 | 1913 | 1913 |  | https://en.wind-turbine-models.com/turbines/254-thym-llen-twp40-6
1914 | 1914 | 1914 | 1914 | 1914 |  | https://en.wind-turbine-models.com/turbines/2493-thym-llen-twp40-10
1915 | 1915 | 1915 | 1915 | 1915 |  | https://en.wind-turbine-models.com/turbines/1049-tornado-wind-ltd.-tornado-500
1916 | 1916 | 1916 | 1916 | 1916 |  | https://en.wind-turbine-models.com/turbines/1602-tozzi-green-victory-16-20
1917 | 1917 | 1917 | 1917 | 1917 |  | https://en.wind-turbine-models.com/turbines/1603-tozzi-green-victory-19-20
1918 | 1918 | 1918 | 1918 | 1918 |  | https://en.wind-turbine-models.com/turbines/1600-tozzi-green-victory-24-60
1919 | 1919 | 1919 | 1919 | 1919 |  | https://en.wind-turbine-models.com/turbines/1601-tozzi-green-victory-26-60
1920 | 1920 | 1920 | 1920 | 1920 |  | https://en.wind-turbine-models.com/turbines/681-tozzi-green-tn-535
1921 | 1921 | 1921 | 1921 | 1921 |  | https://en.wind-turbine-models.com/turbines/1251-trevi-energy-wm3100
1922 | 1922 | 1922 | 1922 | 1922 |  | https://en.wind-turbine-models.com/turbines/1636-tuge-10-kw
1923 | 1923 | 1923 | 1923 | 1923 |  | https://en.wind-turbine-models.com/turbines/2466-tuge-tuge-15-kw
1924 | 1924 | 1924 | 1924 | 1924 |  | https://en.wind-turbine-models.com/turbines/1607-turbowinds-v8-vawt-prototype
1925 | 1925 | 1925 | 1925 | 1925 |  | https://en.wind-turbine-models.com/turbines/2049-turbowinds-tml25
1926 | 1926 | 1926 | 1926 | 1926 |  | https://en.wind-turbine-models.com/turbines/1593-turbowinds-t100-10
1927 | 1927 | 1927 | 1927 | 1927 |  | https://en.wind-turbine-models.com/turbines/569-turbowinds-t300-28
1928 | 1928 | 1928 | 1928 | 1928 |  | https://en.wind-turbine-models.com/turbines/570-turbowinds-t400-34
1929 | 1929 | 1929 | 1929 | 1929 |  | https://en.wind-turbine-models.com/turbines/571-turbowinds-t500-48
1930 | 1930 | 1930 | 1930 | 1930 |  | https://en.wind-turbine-models.com/turbines/149-turbowinds-t600-48
1931 | 1931 | 1931 | 1931 | 1931 |  | https://en.wind-turbine-models.com/turbines/39-tvind-prototype
1932 | 1932 | 1932 | 1932 | 1932 |  | https://en.wind-turbine-models.com/turbines/2295-twe-tandem-wind-ener-windstream5
1933 | 1933 | 1933 | 1933 | 1933 |  | https://en.wind-turbine-models.com/turbines/1582-tyer-wind-tw2-himilce
1934 | 1934 | 1934 | 1934 | 1934 |  | https://en.wind-turbine-models.com/turbines/1592-uge-visionair5
1935 | 1935 | 1935 | 1935 | 1935 |  | https://en.wind-turbine-models.com/turbines/2178-poulsen-mk-i-the-stork
1936 | 1936 | 1936 | 1936 | 1936 |  | https://en.wind-turbine-models.com/turbines/201-poulsen-mk-ii
1937 | 1937 | 1937 | 1937 | 1937 |  | https://en.wind-turbine-models.com/turbines/952-unbekannt-unbekannt
1938 | 1938 | 1938 | 1938 | 1938 |  | https://en.wind-turbine-models.com/turbines/969-unbekannt-unbekannt-2
1939 | 1939 | 1939 | 1939 | 1939 |  | https://en.wind-turbine-models.com/turbines/1191-unbekannt-unbekannt-3
1940 | 1940 | 1940 | 1940 | 1940 |  | https://en.wind-turbine-models.com/turbines/1209-uni-wind-uw30
1941 | 1941 | 1941 | 1941 | 1941 |  | https://en.wind-turbine-models.com/turbines/818-u.e.-fenosa-awec-60
1942 | 1942 | 1942 | 1942 | 1942 |  | https://en.wind-turbine-models.com/turbines/1562-unison-u50
1943 | 1943 | 1943 | 1943 | 1943 |  | https://en.wind-turbine-models.com/turbines/1563-unison-u54
1944 | 1944 | 1944 | 1944 | 1944 |  | https://en.wind-turbine-models.com/turbines/1564-unison-u57
1945 | 1945 | 1945 | 1945 | 1945 |  | https://en.wind-turbine-models.com/turbines/86-unison-u88
1946 | 1946 | 1946 | 1946 | 1946 |  | https://en.wind-turbine-models.com/turbines/1565-unison-u93
1947 | 1947 | 1947 | 1947 | 1947 |  | https://en.wind-turbine-models.com/turbines/1566-unison-u93e
1948 | 1948 | 1948 | 1948 | 1948 |  | https://en.wind-turbine-models.com/turbines/1567-unison-u113
1949 | 1949 | 1949 | 1949 | 1949 |  | https://en.wind-turbine-models.com/turbines/1975-unison-u136
1950 | 1950 | 1950 | 1950 | 1950 |  | https://en.wind-turbine-models.com/turbines/1976-unison-u146
1951 | 1951 | 1951 | 1951 | 1951 |  | https://en.wind-turbine-models.com/turbines/1884-unitron-ue-6
1952 | 1952 | 1952 | 1952 | 1952 |  | https://en.wind-turbine-models.com/turbines/1883-unitron-ue-15
1953 | 1953 | 1953 | 1953 | 1953 |  | https://en.wind-turbine-models.com/turbines/1882-unitron-ue15-plus
1954 | 1954 | 1954 | 1954 | 1954 |  | https://en.wind-turbine-models.com/turbines/1881-unitron-ue-33
1955 | 1955 | 1955 | 1955 | 1955 |  | https://en.wind-turbine-models.com/turbines/1880-unitron-ue42
1956 | 1956 | 1956 | 1956 | 1956 |  | https://en.wind-turbine-models.com/turbines/1879-unitron-ue42-plus
1957 | 1957 | 1957 | 1957 | 1957 |  | https://en.wind-turbine-models.com/turbines/649-unknown-unidentified
1958 | 1958 | 1958 | 1958 | 1958 |  | https://en.wind-turbine-models.com/turbines/2486-uprise-energy-10kw-mobile-power-station
1959 | 1959 | 1959 | 1959 | 1959 |  | https://en.wind-turbine-models.com/turbines/533-usw-u.s.-windpower-33m-vs
1960 | 1960 | 1960 | 1960 | 1960 |  | https://en.wind-turbine-models.com/turbines/532-usw-u.s.-windpower-56-50
1961 | 1961 | 1961 | 1961 | 1961 |  | https://en.wind-turbine-models.com/turbines/536-usw-u.s.-windpower-56-100
1962 | 1962 | 1962 | 1962 | 1962 |  | https://en.wind-turbine-models.com/turbines/541-utrc-utrc-108
1963 | 1963 | 1963 | 1963 | 1963 |  | https://en.wind-turbine-models.com/turbines/54-vensys-62-1200
1964 | 1964 | 1964 | 1964 | 1964 |  | https://en.wind-turbine-models.com/turbines/851-vensys-70-1500
1965 | 1965 | 1965 | 1965 | 1965 |  | https://en.wind-turbine-models.com/turbines/848-vensys-77-1500
1966 | 1966 | 1966 | 1966 | 1966 |  | https://en.wind-turbine-models.com/turbines/560-vensys-77-1500-timber-tower
1967 | 1967 | 1967 | 1967 | 1967 |  | https://en.wind-turbine-models.com/turbines/12-vensys-82-1500
1968 | 1968 | 1968 | 1968 | 1968 |  | https://en.wind-turbine-models.com/turbines/852-vensys-87-1500
1969 | 1969 | 1969 | 1969 | 1969 |  | https://en.wind-turbine-models.com/turbines/912-vensys-90-2500
1970 | 1970 | 1970 | 1970 | 1970 |  | https://en.wind-turbine-models.com/turbines/849-vensys-100-2500
1971 | 1971 | 1971 | 1971 | 1971 |  | https://en.wind-turbine-models.com/turbines/850-vensys-109-2500
1972 | 1972 | 1972 | 1972 | 1972 |  | https://en.wind-turbine-models.com/turbines/303-vensys-112-2500
1973 | 1973 | 1973 | 1973 | 1973 |  | https://en.wind-turbine-models.com/turbines/854-vensys-112-3000
1974 | 1974 | 1974 | 1974 | 1974 |  | https://en.wind-turbine-models.com/turbines/1961-vensys-115-4100
1975 | 1975 | 1975 | 1975 | 1975 |  | https://en.wind-turbine-models.com/turbines/853-vensys-120-3000
1976 | 1976 | 1976 | 1976 | 1976 |  | https://en.wind-turbine-models.com/turbines/1960-vensys-126-3800
1977 | 1977 | 1977 | 1977 | 1977 |  | https://en.wind-turbine-models.com/turbines/1793-vensys-136-3000
1978 | 1978 | 1978 | 1978 | 1978 |  | https://en.wind-turbine-models.com/turbines/1959-vensys-136-3500
1979 | 1979 | 1979 | 1979 | 1979 |  | https://en.wind-turbine-models.com/turbines/2136-vensys-155-6200
1980 | 1980 | 1980 | 1980 | 1980 |  | https://en.wind-turbine-models.com/turbines/2137-vensys-170-5600
1981 | 1981 | 1981 | 1981 | 1981 |  | https://en.wind-turbine-models.com/turbines/2370-vensys-170-5800
1982 | 1982 | 1982 | 1982 | 1982 |  | https://en.wind-turbine-models.com/turbines/2123-ventimotor-50-kw-testturbine
1983 | 1983 | 1983 | 1983 | 1983 |  | https://en.wind-turbine-models.com/turbines/1078-ventis-04-05
1984 | 1984 | 1984 | 1984 | 1984 |  | https://en.wind-turbine-models.com/turbines/412-ventis-v12-500-prototype
1985 | 1985 | 1985 | 1985 | 1985 |  | https://en.wind-turbine-models.com/turbines/183-ventis-v20-100
1986 | 1986 | 1986 | 1986 | 1986 |  | https://en.wind-turbine-models.com/turbines/1921-venturicon-3.zero
1987 | 1987 | 1987 | 1987 | 1987 |  | https://en.wind-turbine-models.com/turbines/1557-windturbinenwerke-herkules-stahlwindturbine
1988 | 1988 | 1988 | 1988 | 1988 |  | https://en.wind-turbine-models.com/turbines/435-vergnet-gev-hp-1000-62
1989 | 1989 | 1989 | 1989 | 1989 |  | https://en.wind-turbine-models.com/turbines/434-vergnet-gev-5-5
1990 | 1990 | 1990 | 1990 | 1990 |  | https://en.wind-turbine-models.com/turbines/431-vergnet-gev-10-20
1991 | 1991 | 1991 | 1991 | 1991 |  | https://en.wind-turbine-models.com/turbines/432-vergnet-gev-15-60
1992 | 1992 | 1992 | 1992 | 1992 |  | https://en.wind-turbine-models.com/turbines/433-vergnet-gev-220-26
1993 | 1993 | 1993 | 1993 | 1993 |  | https://en.wind-turbine-models.com/turbines/2003-vergnet-gev-mp-r-200-30
1994 | 1994 | 1994 | 1994 | 1994 |  | https://en.wind-turbine-models.com/turbines/2007-vergnet-gev-mp-c-200-30
1995 | 1995 | 1995 | 1995 | 1995 |  | https://en.wind-turbine-models.com/turbines/2000-vergnet-gev-mp-r-200-32
1996 | 1996 | 1996 | 1996 | 1996 |  | https://en.wind-turbine-models.com/turbines/2004-vergnet-gev-mp-c-200-32
1997 | 1997 | 1997 | 1997 | 1997 |  | https://en.wind-turbine-models.com/turbines/2002-vergnet-gev-mp-r-225-30
1998 | 1998 | 1998 | 1998 | 1998 |  | https://en.wind-turbine-models.com/turbines/1999-vergnet-gev-mp-r-225-32
1999 | 1999 | 1999 | 1999 | 1999 |  | https://en.wind-turbine-models.com/turbines/2005-vergnet-gev-mp-c-225-32
2000 | 2000 | 2000 | 2000 | 2000 |  | https://en.wind-turbine-models.com/turbines/2001-vergnet-gev-mp-r-250-30
2001 | 2001 | 2001 | 2001 | 2001 |  | https://en.wind-turbine-models.com/turbines/1998-vergnet-gev-mp-r-250-32
2002 | 2002 | 2002 | 2002 | 2002 |  | https://en.wind-turbine-models.com/turbines/2006-vergnet-gev-mp-c-250-32
2003 | 2003 | 2003 | 2003 | 2003 |  | https://en.wind-turbine-models.com/turbines/436-vergnet-gev-mp-r-275-32
2004 | 2004 | 2004 | 2004 | 2004 |  | https://en.wind-turbine-models.com/turbines/437-vergnet-gev-mp-c-275-32
2005 | 2005 | 2005 | 2005 | 2005 |  | https://en.wind-turbine-models.com/turbines/1997-vergnet-gev-mp-r-275-28
2006 | 2006 | 2006 | 2006 | 2006 |  | https://en.wind-turbine-models.com/turbines/1995-vergnet-gev-mp-r-275-30
2007 | 2007 | 2007 | 2007 | 2007 |  | https://en.wind-turbine-models.com/turbines/1996-vergnet-gev-mp-c-275-30
2008 | 2008 | 2008 | 2008 | 2008 |  | https://en.wind-turbine-models.com/turbines/1993-vergnet-gev-hp-1000-55
2009 | 2009 | 2009 | 2009 | 2009 |  | https://en.wind-turbine-models.com/turbines/1994-vergnet-gev-hp-1000-58
2010 | 2010 | 2010 | 2010 | 2010 |  | https://en.wind-turbine-models.com/turbines/2323-vawt-ltd.-vawt-260
2011 | 2011 | 2011 | 2011 | 2011 |  | https://en.wind-turbine-models.com/turbines/2321-vawt-ltd.-vawt-450
2012 | 2012 | 2012 | 2012 | 2012 |  | https://en.wind-turbine-models.com/turbines/2322-vawt-ltd.-vawt-850
2013 | 2013 | 2013 | 2013 | 2013 |  | https://en.wind-turbine-models.com/turbines/1459-vestas-multi-rotor-concept
2014 | 2014 | 2014 | 2014 | 2014 |  | https://en.wind-turbine-models.com/turbines/1291-vestas-hvk-v10
2015 | 2015 | 2015 | 2015 | 2015 |  | https://en.wind-turbine-models.com/turbines/205-vestas-hvk-v10
2016 | 2016 | 2016 | 2016 | 2016 |  | https://en.wind-turbine-models.com/turbines/905-vestas-v12
2017 | 2017 | 2017 | 2017 | 2017 |  | https://en.wind-turbine-models.com/turbines/206-vestas-hvk-v15
2018 | 2018 | 2018 | 2018 | 2018 |  | https://en.wind-turbine-models.com/turbines/8-vestas-v15
2019 | 2019 | 2019 | 2019 | 2019 |  | https://en.wind-turbine-models.com/turbines/209-vestas-v16-55
2020 | 2020 | 2020 | 2020 | 2020 |  | https://en.wind-turbine-models.com/turbines/210-vestas-v16-55-gittermast
2021 | 2021 | 2021 | 2021 | 2021 |  | https://en.wind-turbine-models.com/turbines/141-vestas-v17-75
2022 | 2022 | 2022 | 2022 | 2022 |  | https://en.wind-turbine-models.com/turbines/212-vestas-v17-75-lattice
2023 | 2023 | 2023 | 2023 | 2023 |  | https://en.wind-turbine-models.com/turbines/211-vestas-v17-75
2024 | 2024 | 2024 | 2024 | 2024 |  | https://en.wind-turbine-models.com/turbines/1700-vestas-v19-90
2025 | 2025 | 2025 | 2025 | 2025 |  | https://en.wind-turbine-models.com/turbines/618-vestas-v20
2026 | 2026 | 2026 | 2026 | 2026 |  | https://en.wind-turbine-models.com/turbines/276-vestas-v25
2027 | 2027 | 2027 | 2027 | 2027 |  | https://en.wind-turbine-models.com/turbines/9-vestas-v27
2028 | 2028 | 2028 | 2028 | 2028 |  | https://en.wind-turbine-models.com/turbines/274-vestas-v27
2029 | 2029 | 2029 | 2029 | 2029 |  | https://en.wind-turbine-models.com/turbines/275-vestas-v27-windworld-t-rn
2030 | 2030 | 2030 | 2030 | 2030 |  | https://en.wind-turbine-models.com/turbines/273-vestas-v29
2031 | 2031 | 2031 | 2031 | 2031 |  | https://en.wind-turbine-models.com/turbines/383-vestas-v39
2032 | 2032 | 2032 | 2032 | 2032 |  | https://en.wind-turbine-models.com/turbines/1722-vestas-v39-600
2033 | 2033 | 2033 | 2033 | 2033 |  | https://en.wind-turbine-models.com/turbines/109-vestas-v42
2034 | 2034 | 2034 | 2034 | 2034 |  | https://en.wind-turbine-models.com/turbines/1723-vestas-v42-500
2035 | 2035 | 2035 | 2035 | 2035 |  | https://en.wind-turbine-models.com/turbines/272-vestas-v44
2036 | 2036 | 2036 | 2036 | 2036 |  | https://en.wind-turbine-models.com/turbines/13-vestas-v47
2037 | 2037 | 2037 | 2037 | 2037 |  | https://en.wind-turbine-models.com/turbines/1724-vestas-v47-700
2038 | 2038 | 2038 | 2038 | 2038 |  | https://en.wind-turbine-models.com/turbines/71-vestas-v52
2039 | 2039 | 2039 | 2039 | 2039 |  | https://en.wind-turbine-models.com/turbines/147-vestas-v52-nm
2040 | 2040 | 2040 | 2040 | 2040 |  | https://en.wind-turbine-models.com/turbines/821-vestas-v63
2041 | 2041 | 2041 | 2041 | 2041 |  | https://en.wind-turbine-models.com/turbines/15-vestas-v66-1.65
2042 | 2042 | 2042 | 2042 | 2042 |  | https://en.wind-turbine-models.com/turbines/1292-vestas-v66-1.75
2043 | 2043 | 2043 | 2043 | 2043 |  | https://en.wind-turbine-models.com/turbines/1277-vestas-v66-2.0
2044 | 2044 | 2044 | 2044 | 2044 |  | https://en.wind-turbine-models.com/turbines/668-vestas-v80-offshore
2045 | 2045 | 2045 | 2045 | 2045 |  | https://en.wind-turbine-models.com/turbines/19-vestas-v80-2.0
2046 | 2046 | 2046 | 2046 | 2046 |  | https://en.wind-turbine-models.com/turbines/1350-vestas-v80-1.8
2047 | 2047 | 2047 | 2047 | 2047 |  | https://en.wind-turbine-models.com/turbines/246-vestas-v80-2.0-nearshore
2048 | 2048 | 2048 | 2048 | 2048 |  | https://en.wind-turbine-models.com/turbines/1019-vestas-v80-2.0-vcs
2049 | 2049 | 2049 | 2049 | 2049 |  | https://en.wind-turbine-models.com/turbines/1727-vestas-v82-1.5
2050 | 2050 | 2050 | 2050 | 2050 |  | https://en.wind-turbine-models.com/turbines/81-vestas-v82-1.65
2051 | 2051 | 2051 | 2051 | 2051 |  | https://en.wind-turbine-models.com/turbines/16-vestas-v90
2052 | 2052 | 2052 | 2052 | 2052 |  | https://en.wind-turbine-models.com/turbines/248-vestas-v90-gridstreamer
2053 | 2053 | 2053 | 2053 | 2053 |  | https://en.wind-turbine-models.com/turbines/247-vestas-v90-offshore
2054 | 2054 | 2054 | 2054 | 2054 |  | https://en.wind-turbine-models.com/turbines/971-vestas-v90-1.8
2055 | 2055 | 2055 | 2055 | 2055 |  | https://en.wind-turbine-models.com/turbines/603-vestas-v90-3.0
2056 | 2056 | 2056 | 2056 | 2056 |  | https://en.wind-turbine-models.com/turbines/1002-vestas-v100-1.8
2057 | 2057 | 2057 | 2057 | 2057 |  | https://en.wind-turbine-models.com/turbines/1001-vestas-v100-2.0
2058 | 2058 | 2058 | 2058 | 2058 |  | https://en.wind-turbine-models.com/turbines/1532-vestas-v100-2.2
2059 | 2059 | 2059 | 2059 | 2059 |  | https://en.wind-turbine-models.com/turbines/743-vestas-v100-2.6
2060 | 2060 | 2060 | 2060 | 2060 |  | https://en.wind-turbine-models.com/turbines/1729-vestas-v100-2.75
2061 | 2061 | 2061 | 2061 | 2061 |  | https://en.wind-turbine-models.com/turbines/891-vestas-v105-3.3
2062 | 2062 | 2062 | 2062 | 2062 |  | https://en.wind-turbine-models.com/turbines/1246-vestas-v105-3.45
2063 | 2063 | 2063 | 2063 | 2063 |  | https://en.wind-turbine-models.com/turbines/996-vestas-v110-2.0
2064 | 2064 | 2064 | 2064 | 2064 |  | https://en.wind-turbine-models.com/turbines/667-vestas-v112-3.0-offshore
2065 | 2065 | 2065 | 2065 | 2065 |  | https://en.wind-turbine-models.com/turbines/7-vestas-v112-3.075-onshore
2066 | 2066 | 2066 | 2066 | 2066 |  | https://en.wind-turbine-models.com/turbines/693-vestas-v112-3.3
2067 | 2067 | 2067 | 2067 | 2067 |  | https://en.wind-turbine-models.com/turbines/1247-vestas-v112-3.45
2068 | 2068 | 2068 | 2068 | 2068 |  | https://en.wind-turbine-models.com/turbines/1590-vestas-v116-2.0
2069 | 2069 | 2069 | 2069 | 2069 |  | https://en.wind-turbine-models.com/turbines/1814-vestas-v116-2.1
2070 | 2070 | 2070 | 2070 | 2070 |  | https://en.wind-turbine-models.com/turbines/694-vestas-v117-3.3
2071 | 2071 | 2071 | 2071 | 2071 |  | https://en.wind-turbine-models.com/turbines/1248-vestas-v117-3.45
2072 | 2072 | 2072 | 2072 | 2072 |  | https://en.wind-turbine-models.com/turbines/1639-vestas-v117-4.0
2073 | 2073 | 2073 | 2073 | 2073 |  | https://en.wind-turbine-models.com/turbines/1840-vestas-v117-4.2
2074 | 2074 | 2074 | 2074 | 2074 |  | https://en.wind-turbine-models.com/turbines/1589-vestas-v120-2.0
2075 | 2075 | 2075 | 2075 | 2075 |  | https://en.wind-turbine-models.com/turbines/1815-vestas-v120-2.2
2076 | 2076 | 2076 | 2076 | 2076 |  | https://en.wind-turbine-models.com/turbines/1728-vestas-v120-4.5
2077 | 2077 | 2077 | 2077 | 2077 |  | https://en.wind-turbine-models.com/turbines/1345-vestas-v126-3.0
2078 | 2078 | 2078 | 2078 | 2078 |  | https://en.wind-turbine-models.com/turbines/695-vestas-v126-3.3
2079 | 2079 | 2079 | 2079 | 2079 |  | https://en.wind-turbine-models.com/turbines/1249-vestas-v126-3.45
2080 | 2080 | 2080 | 2080 | 2080 |  | https://en.wind-turbine-models.com/turbines/1282-vestas-v136-3.45
2081 | 2081 | 2081 | 2081 | 2081 |  | https://en.wind-turbine-models.com/turbines/1638-vestas-v136-4.0
2082 | 2082 | 2082 | 2082 | 2082 |  | https://en.wind-turbine-models.com/turbines/1839-vestas-v136-4.2
2083 | 2083 | 2083 | 2083 | 2083 |  | https://en.wind-turbine-models.com/turbines/2446-vestas-v136-4.5
2084 | 2084 | 2084 | 2084 | 2084 |  | https://en.wind-turbine-models.com/turbines/2114-vestas-v138-3.0-enventus
2085 | 2085 | 2085 | 2085 | 2085 |  | https://en.wind-turbine-models.com/turbines/1637-vestas-v150-4.0
2086 | 2086 | 2086 | 2086 | 2086 |  | https://en.wind-turbine-models.com/turbines/1841-vestas-v150-4.2
2087 | 2087 | 2087 | 2087 | 2087 |  | https://en.wind-turbine-models.com/turbines/2445-vestas-v150-4.5
2088 | 2088 | 2088 | 2088 | 2088 |  | https://en.wind-turbine-models.com/turbines/1970-vestas-v150-5.6-enventus
2089 | 2089 | 2089 | 2089 | 2089 |  | https://en.wind-turbine-models.com/turbines/2293-vestas-v150-6.0-enventus
2090 | 2090 | 2090 | 2090 | 2090 |  | https://en.wind-turbine-models.com/turbines/2305-vestas-v155-3.3
2091 | 2091 | 2091 | 2091 | 2091 |  | https://en.wind-turbine-models.com/turbines/2344-vestas-v155-3.6
2092 | 2092 | 2092 | 2092 | 2092 |  | https://en.wind-turbine-models.com/turbines/1971-vestas-v162-5.6-enventus
2093 | 2093 | 2093 | 2093 | 2093 |  | https://en.wind-turbine-models.com/turbines/2294-vestas-v162-6.0-enventus
2094 | 2094 | 2094 | 2094 | 2094 |  | https://en.wind-turbine-models.com/turbines/2343-vestas-v162-6.2-enventus
2095 | 2095 | 2095 | 2095 | 2095 |  | https://en.wind-turbine-models.com/turbines/2424-vestas-v162-6.8-enventus
2096 | 2096 | 2096 | 2096 | 2096 |  | https://en.wind-turbine-models.com/turbines/2444-vestas-v163-4.5
2097 | 2097 | 2097 | 2097 | 2097 |  | https://en.wind-turbine-models.com/turbines/318-vestas-v164-8.0
2098 | 2098 | 2098 | 2098 | 2098 |  | https://en.wind-turbine-models.com/turbines/2349-vestas-v164-9.5
2099 | 2099 | 2099 | 2099 | 2099 |  | https://en.wind-turbine-models.com/turbines/2348-vestas-v164-10.0
2100 | 2100 | 2100 | 2100 | 2100 |  | https://en.wind-turbine-models.com/turbines/2425-vestas-v172-7.2-enventus
2101 | 2101 | 2101 | 2101 | 2101 |  | https://en.wind-turbine-models.com/turbines/2347-vestas-v174-9.5
2102 | 2102 | 2102 | 2102 | 2102 |  | https://en.wind-turbine-models.com/turbines/2317-vestas-v236-15.0
2103 | 2103 | 2103 | 2103 | 2103 |  | https://en.wind-turbine-models.com/turbines/1024-victor-energy-victor-5kw
2104 | 2104 | 2104 | 2104 | 2104 |  | https://en.wind-turbine-models.com/turbines/1426-vind-teknik-520
2105 | 2105 | 2105 | 2105 | 2105 |  | https://en.wind-turbine-models.com/turbines/220-vind-syssel-vs130-22
2106 | 2106 | 2106 | 2106 | 2106 |  | https://en.wind-turbine-models.com/turbines/219-vind-syssel-vs150-22
2107 | 2107 | 2107 | 2107 | 2107 |  | https://en.wind-turbine-models.com/turbines/710-vind-syssel-vs270-26
2108 | 2108 | 2108 | 2108 | 2108 |  | https://en.wind-turbine-models.com/turbines/218-vind-syssel-vs270-26
2109 | 2109 | 2109 | 2109 | 2109 |  | https://en.wind-turbine-models.com/turbines/1025-vindby-v1a-g9
2110 | 2110 | 2110 | 2110 | 2110 |  | https://en.wind-turbine-models.com/turbines/931-voith-dfvlr-10kw
2111 | 2111 | 2111 | 2111 | 2111 |  | https://en.wind-turbine-models.com/turbines/1070-vwt-power-hy5
2112 | 2112 | 2112 | 2112 | 2112 |  | https://en.wind-turbine-models.com/turbines/1069-vwt-power-qr5
2113 | 2113 | 2113 | 2113 | 2113 |  | https://en.wind-turbine-models.com/turbines/1145-w2e-wind-to-energy-harvester-2.0-mw
2114 | 2114 | 2114 | 2114 | 2114 |  | https://en.wind-turbine-models.com/turbines/963-w2e-wind-to-energy-w2e-93-2.0
2115 | 2115 | 2115 | 2115 | 2115 |  | https://en.wind-turbine-models.com/turbines/1148-w2e-wind-to-energy-w2e-100-2.0
2116 | 2116 | 2116 | 2116 | 2116 |  | https://en.wind-turbine-models.com/turbines/1146-w2e-wind-to-energy-w2e-100-2.5
2117 | 2117 | 2117 | 2117 | 2117 |  | https://en.wind-turbine-models.com/turbines/1147-w2e-wind-to-energy-w2e-103-2.5
2118 | 2118 | 2118 | 2118 | 2118 |  | https://en.wind-turbine-models.com/turbines/1965-w2e-wind-to-energy-w2e-110-2.5
2119 | 2119 | 2119 | 2119 | 2119 |  | https://en.wind-turbine-models.com/turbines/1143-w2e-wind-to-energy-w2e-120-3.3fc
2120 | 2120 | 2120 | 2120 | 2120 |  | https://en.wind-turbine-models.com/turbines/737-w2e-wind-to-energy-w2e-120-3fc
2121 | 2121 | 2121 | 2121 | 2121 |  | https://en.wind-turbine-models.com/turbines/1963-w2e-wind-to-energy-w2e-120-3.5fc
2122 | 2122 | 2122 | 2122 | 2122 |  | https://en.wind-turbine-models.com/turbines/1964-w2e-wind-to-energy-w2e-120-3.2fc
2123 | 2123 | 2123 | 2123 | 2123 |  | https://en.wind-turbine-models.com/turbines/1142-w2e-wind-to-energy-w2e-133-3fc
2124 | 2124 | 2124 | 2124 | 2124 |  | https://en.wind-turbine-models.com/turbines/1967-w2e-wind-to-energy-w2e-138-3.0fc
2125 | 2125 | 2125 | 2125 | 2125 |  | https://en.wind-turbine-models.com/turbines/1962-w2e-wind-to-energy-w2e-145-3.0fc
2126 | 2126 | 2126 | 2126 | 2126 |  | https://en.wind-turbine-models.com/turbines/1966-w2e-wind-to-energy-w2e-151-4.5
2127 | 2127 | 2127 | 2127 | 2127 |  | https://en.wind-turbine-models.com/turbines/2337-w2e-wind-to-energy-w2e-151-4.8
2128 | 2128 | 2128 | 2128 | 2128 |  | https://en.wind-turbine-models.com/turbines/2334-w2e-wind-to-energy-w2e-151-4.8fc
2129 | 2129 | 2129 | 2129 | 2129 |  | https://en.wind-turbine-models.com/turbines/2336-w2e-wind-to-energy-w2e-155-4.5fc
2130 | 2130 | 2130 | 2130 | 2130 |  | https://en.wind-turbine-models.com/turbines/2335-w2e-wind-to-energy-w2e-165-5.2
2131 | 2131 | 2131 | 2131 | 2131 |  | https://en.wind-turbine-models.com/turbines/2332-w2e-wind-to-energy-w2e-171-8.0
2132 | 2132 | 2132 | 2132 | 2132 |  | https://en.wind-turbine-models.com/turbines/2330-w2e-wind-to-energy-w2e-172-5.5
2133 | 2133 | 2133 | 2133 | 2133 |  | https://en.wind-turbine-models.com/turbines/2333-w2e-wind-to-energy-w2e-185-6.0
2134 | 2134 | 2134 | 2134 | 2134 |  | https://en.wind-turbine-models.com/turbines/2331-w2e-wind-to-energy-w2e-215-9.0
2135 | 2135 | 2135 | 2135 | 2135 |  | https://en.wind-turbine-models.com/turbines/1144-w2e-wind-to-energy-harvester-3.3-mw
2136 | 2136 | 2136 | 2136 | 2136 |  | https://en.wind-turbine-models.com/turbines/2039-wagner-rotor-fuerteventura-prototype
2137 | 2137 | 2137 | 2137 | 2137 |  | https://en.wind-turbine-models.com/turbines/1441-schoenball-energie-noah-10-45-kw
2138 | 2138 | 2138 | 2138 | 2138 |  | https://en.wind-turbine-models.com/turbines/2135-wdrvm-wd2.5-103
2139 | 2139 | 2139 | 2139 | 2139 |  | https://en.wind-turbine-models.com/turbines/546-wecs-tech-wecs-tech-1558
2140 | 2140 | 2140 | 2140 | 2140 |  | https://en.wind-turbine-models.com/turbines/2182-wenergy-m-22
2141 | 2141 | 2141 | 2141 | 2141 |  | https://en.wind-turbine-models.com/turbines/2183-wenergy-m-23
2142 | 2142 | 2142 | 2142 | 2142 |  | https://en.wind-turbine-models.com/turbines/2184-wenergy-m-66-13-us-m-55-11
2143 | 2143 | 2143 | 2143 | 2143 |  | https://en.wind-turbine-models.com/turbines/2185-wenergy-m-108-m-95
2144 | 2144 | 2144 | 2144 | 2144 |  | https://en.wind-turbine-models.com/turbines/2468-wepfair-hans
2145 | 2145 | 2145 | 2145 | 2145 |  | https://en.wind-turbine-models.com/turbines/2467-wepfair-windturbine-2016
2146 | 2146 | 2146 | 2146 | 2146 |  | https://en.wind-turbine-models.com/turbines/926-wes-wes50
2147 | 2147 | 2147 | 2147 | 2147 |  | https://en.wind-turbine-models.com/turbines/925-wes-wes80
2148 | 2148 | 2148 | 2148 | 2148 |  | https://en.wind-turbine-models.com/turbines/924-wes-wes100
2149 | 2149 | 2149 | 2149 | 2149 |  | https://en.wind-turbine-models.com/turbines/923-wes-wes250
2150 | 2150 | 2150 | 2150 | 2150 |  | https://en.wind-turbine-models.com/turbines/1077-west-gamma-2
2151 | 2151 | 2151 | 2151 | 2151 |  | https://en.wind-turbine-models.com/turbines/823-west-gamma-60
2152 | 2152 | 2152 | 2152 | 2152 |  | https://en.wind-turbine-models.com/turbines/1076-west-medit-320
2153 | 2153 | 2153 | 2153 | 2153 |  | https://en.wind-turbine-models.com/turbines/555-westwind-westwind
2154 | 2154 | 2154 | 2154 | 2154 |  | https://en.wind-turbine-models.com/turbines/299-wikov-w2000-93
2155 | 2155 | 2155 | 2155 | 2155 |  | https://en.wind-turbine-models.com/turbines/2192-wincon-w-3-windflower
2156 | 2156 | 2156 | 2156 | 2156 |  | https://en.wind-turbine-models.com/turbines/2186-wincon-m-22
2157 | 2157 | 2157 | 2157 | 2157 |  | https://en.wind-turbine-models.com/turbines/2187-wincon-m-55-11
2158 | 2158 | 2158 | 2158 | 2158 |  | https://en.wind-turbine-models.com/turbines/707-wincon-w99
2159 | 2159 | 2159 | 2159 | 2159 |  | https://en.wind-turbine-models.com/turbines/604-wincon-w99-xt
2160 | 2160 | 2160 | 2160 | 2160 |  | https://en.wind-turbine-models.com/turbines/2188-wincon-m-100
2161 | 2161 | 2161 | 2161 | 2161 |  | https://en.wind-turbine-models.com/turbines/2190-wincon-w110-xt
2162 | 2162 | 2162 | 2162 | 2162 |  | https://en.wind-turbine-models.com/turbines/2189-wincon-w110-19-6
2163 | 2163 | 2163 | 2163 | 2163 |  | https://en.wind-turbine-models.com/turbines/2191-wincon-w200-24
2164 | 2164 | 2164 | 2164 | 2164 |  | https://en.wind-turbine-models.com/turbines/1424-wincon-w200-25
2165 | 2165 | 2165 | 2165 | 2165 |  | https://en.wind-turbine-models.com/turbines/708-wincon-w200-26
2166 | 2166 | 2166 | 2166 | 2166 |  | https://en.wind-turbine-models.com/turbines/181-wincon-w200-26-gedser
2167 | 2167 | 2167 | 2167 | 2167 |  | https://en.wind-turbine-models.com/turbines/724-wincon-w250-29
2168 | 2168 | 2168 | 2168 | 2168 |  | https://en.wind-turbine-models.com/turbines/709-wincon-w600-45
2169 | 2169 | 2169 | 2169 | 2169 |  | https://en.wind-turbine-models.com/turbines/441-wincon-w755-48
2170 | 2170 | 2170 | 2170 | 2170 |  | https://en.wind-turbine-models.com/turbines/1375-weg-wind-energygroup-prototypes
2171 | 2171 | 2171 | 2171 | 2171 |  | https://en.wind-turbine-models.com/turbines/1351-weg-wind-energygroup-weg-ms-1
2172 | 2172 | 2172 | 2172 | 2172 |  | https://en.wind-turbine-models.com/turbines/1020-weg-wind-energygroup-ls1
2173 | 2173 | 2173 | 2173 | 2173 |  | https://en.wind-turbine-models.com/turbines/609-weg-wind-energygroup-weg-ms-2
2174 | 2174 | 2174 | 2174 | 2174 |  | https://en.wind-turbine-models.com/turbines/610-weg-wind-energygroup-weg-ms-3
2175 | 2175 | 2175 | 2175 | 2175 |  | https://en.wind-turbine-models.com/turbines/825-weg-wind-energygroup-weg-ms-4
2176 | 2176 | 2176 | 2176 | 2176 |  | https://en.wind-turbine-models.com/turbines/1549-wespa-200-29
2177 | 2177 | 2177 | 2177 | 2177 |  | https://en.wind-turbine-models.com/turbines/1550-wespa-200-31
2178 | 2178 | 2178 | 2178 | 2178 |  | https://en.wind-turbine-models.com/turbines/1548-wespa-500-47
2179 | 2179 | 2179 | 2179 | 2179 |  | https://en.wind-turbine-models.com/turbines/1547-wespa-750-47
2180 | 2180 | 2180 | 2180 | 2180 |  | https://en.wind-turbine-models.com/turbines/1052-windmatic-wm-10s-22
2181 | 2181 | 2181 | 2181 | 2181 |  | https://en.wind-turbine-models.com/turbines/1051-windmatic-wm-12s-30
2182 | 2182 | 2182 | 2182 | 2182 |  | https://en.wind-turbine-models.com/turbines/176-windmatic-wm-14-55
2183 | 2183 | 2183 | 2183 | 2183 |  | https://en.wind-turbine-models.com/turbines/552-windmatic-wm-14s-65
2184 | 2184 | 2184 | 2184 | 2184 |  | https://en.wind-turbine-models.com/turbines/712-windmatic-wm-15s-55
2185 | 2185 | 2185 | 2185 | 2185 |  | https://en.wind-turbine-models.com/turbines/593-windmatic-wm-15s-66
2186 | 2186 | 2186 | 2186 | 2186 |  | https://en.wind-turbine-models.com/turbines/683-windmatic-wm-17-75
2187 | 2187 | 2187 | 2187 | 2187 |  | https://en.wind-turbine-models.com/turbines/177-windmatic-wm-17s-75
2188 | 2188 | 2188 | 2188 | 2188 |  | https://en.wind-turbine-models.com/turbines/590-windmatic-wm-17s-95
2189 | 2189 | 2189 | 2189 | 2189 |  | https://en.wind-turbine-models.com/turbines/684-windmatic-wm-19-99
2190 | 2190 | 2190 | 2190 | 2190 |  | https://en.wind-turbine-models.com/turbines/174-windmatic-wm-19-105
2191 | 2191 | 2191 | 2191 | 2191 |  | https://en.wind-turbine-models.com/turbines/985-windmatic-wm-20s
2192 | 2192 | 2192 | 2192 | 2192 |  | https://en.wind-turbine-models.com/turbines/175-windmatic-wm-23-200
2193 | 2193 | 2193 | 2193 | 2193 |  | https://en.wind-turbine-models.com/turbines/408-wtn-wind-techniknord-wtn-200-26
2194 | 2194 | 2194 | 2194 | 2194 |  | https://en.wind-turbine-models.com/turbines/1273-wtn-wind-techniknord-wtn-250-30
2195 | 2195 | 2195 | 2195 | 2195 |  | https://en.wind-turbine-models.com/turbines/1073-wtn-wind-techniknord-wtn-500-37
2196 | 2196 | 2196 | 2196 | 2196 |  | https://en.wind-turbine-models.com/turbines/1504-wtn-wind-techniknord-wtn-500-48
2197 | 2197 | 2197 | 2197 | 2197 |  | https://en.wind-turbine-models.com/turbines/415-wtn-wind-techniknord-wtn-643
2198 | 2198 | 2198 | 2198 | 2198 |  | https://en.wind-turbine-models.com/turbines/1171-wtn-wind-techniknord-wtn-646
2199 | 2199 | 2199 | 2199 | 2199 |  | https://en.wind-turbine-models.com/turbines/1505-wtn-wind-techniknord-wtn-648
2200 | 2200 | 2200 | 2200 | 2200 |  | https://en.wind-turbine-models.com/turbines/1430-wind-world-india-ww-53
2201 | 2201 | 2201 | 2201 | 2201 |  | https://en.wind-turbine-models.com/turbines/244-wind-world-ww-750-52
2202 | 2202 | 2202 | 2202 | 2202 |  | https://en.wind-turbine-models.com/turbines/241-wind-world-w2080
2203 | 2203 | 2203 | 2203 | 2203 |  | https://en.wind-turbine-models.com/turbines/237-wind-world-w2320-150
2204 | 2204 | 2204 | 2204 | 2204 |  | https://en.wind-turbine-models.com/turbines/242-wind-world-w2320-160
2205 | 2205 | 2205 | 2205 | 2205 |  | https://en.wind-turbine-models.com/turbines/722-wind-world-w2460-100
2206 | 2206 | 2206 | 2206 | 2206 |  | https://en.wind-turbine-models.com/turbines/239-wind-world-w2500
2207 | 2207 | 2207 | 2207 | 2207 |  | https://en.wind-turbine-models.com/turbines/238-wind-world-w2700
2208 | 2208 | 2208 | 2208 | 2208 |  | https://en.wind-turbine-models.com/turbines/723-wind-world-w2800-150
2209 | 2209 | 2209 | 2209 | 2209 |  | https://en.wind-turbine-models.com/turbines/379-wind-world-w3000-250
2210 | 2210 | 2210 | 2210 | 2210 |  | https://en.wind-turbine-models.com/turbines/240-wind-world-w3700
2211 | 2211 | 2211 | 2211 | 2211 |  | https://en.wind-turbine-models.com/turbines/143-wind-world-w4100
2212 | 2212 | 2212 | 2212 | 2212 |  | https://en.wind-turbine-models.com/turbines/243-wind-world-w4200
2213 | 2213 | 2213 | 2213 | 2213 |  | https://en.wind-turbine-models.com/turbines/420-wind-world-w4800-750
2214 | 2214 | 2214 | 2214 | 2214 |  | https://en.wind-turbine-models.com/turbines/2358-wind-world-w5200-750
2215 | 2215 | 2215 | 2215 | 2215 |  | https://en.wind-turbine-models.com/turbines/1943-windflow-45-500
2216 | 2216 | 2216 | 2216 | 2216 |  | https://en.wind-turbine-models.com/turbines/721-windflow-33-500
2217 | 2217 | 2217 | 2217 | 2217 |  | https://en.wind-turbine-models.com/turbines/1496-windflower-w3
2218 | 2218 | 2218 | 2218 | 2218 |  | https://en.wind-turbine-models.com/turbines/348-windharvester-wh-15
2219 | 2219 | 2219 | 2219 | 2219 |  | https://en.wind-turbine-models.com/turbines/349-windharvester-wh-45
2220 | 2220 | 2220 | 2220 | 2220 |  | https://en.wind-turbine-models.com/turbines/1744-windkraft-zuercher-300-kw
2221 | 2221 | 2221 | 2221 | 2221 |  | https://en.wind-turbine-models.com/turbines/2239-windkraft-zentrale-elektromat-0-2kw-hd212
2222 | 2222 | 2222 | 2222 | 2222 |  | https://en.wind-turbine-models.com/turbines/2238-windkraft-zentrale-elektromat-0-3kw-hd312
2223 | 2223 | 2223 | 2223 | 2223 |  | https://en.wind-turbine-models.com/turbines/115-windkraft-zentrale-elektromat-10kw
2224 | 2224 | 2224 | 2224 | 2224 |  | https://en.wind-turbine-models.com/turbines/2285-windkraft-zentrale-elektromat-10kw-3-blade-version
2225 | 2225 | 2225 | 2225 | 2225 |  | https://en.wind-turbine-models.com/turbines/1579-windkraft-zentrale-elektromat-12kw
2226 | 2226 | 2226 | 2226 | 2226 |  | https://en.wind-turbine-models.com/turbines/1580-windkraft-zentrale-elektromat-20kw
2227 | 2227 | 2227 | 2227 | 2227 |  | https://en.wind-turbine-models.com/turbines/921-windkraft-zentrale-elektromat-25kw
2228 | 2228 | 2228 | 2228 | 2228 |  | https://en.wind-turbine-models.com/turbines/328-windmaster-hmz-wm-100
2229 | 2229 | 2229 | 2229 | 2229 |  | https://en.wind-turbine-models.com/turbines/2193-windmaster-hmz-wm-150
2230 | 2230 | 2230 | 2230 | 2230 |  | https://en.wind-turbine-models.com/turbines/2196-windmaster-hmz-wm-200
2231 | 2231 | 2231 | 2231 | 2231 |  | https://en.wind-turbine-models.com/turbines/2197-windmaster-hmz-wm-225
2232 | 2232 | 2232 | 2232 | 2232 |  | https://en.wind-turbine-models.com/turbines/2194-windmaster-hmz-wm-300-25
2233 | 2233 | 2233 | 2233 | 2233 |  | https://en.wind-turbine-models.com/turbines/326-windmaster-hmz-wm-300-28
2234 | 2234 | 2234 | 2234 | 2234 |  | https://en.wind-turbine-models.com/turbines/1074-windmaster-hmz-wm-300-30
2235 | 2235 | 2235 | 2235 | 2235 |  | https://en.wind-turbine-models.com/turbines/2195-windmaster-hmz-wm-600-vs45
2236 | 2236 | 2236 | 2236 | 2236 |  | https://en.wind-turbine-models.com/turbines/327-windmaster-hmz-wm-750
2237 | 2237 | 2237 | 2237 | 2237 |  | https://en.wind-turbine-models.com/turbines/1075-windmaster-hmz-wm-1300
2238 | 2238 | 2238 | 2238 | 2238 |  | https://en.wind-turbine-models.com/turbines/1372-windspot-7.5kw
2239 | 2239 | 2239 | 2239 | 2239 |  | https://en.wind-turbine-models.com/turbines/416-windtec-wt646
2240 | 2240 | 2240 | 2240 | 2240 |  | https://en.wind-turbine-models.com/turbines/1172-windtec-wt650
2241 | 2241 | 2241 | 2241 | 2241 |  | https://en.wind-turbine-models.com/turbines/676-windtec-wt1566
2242 | 2242 | 2242 | 2242 | 2242 |  | https://en.wind-turbine-models.com/turbines/1167-windtec-wt1570
2243 | 2243 | 2243 | 2243 | 2243 |  | https://en.wind-turbine-models.com/turbines/1168-windtec-wt1577
2244 | 2244 | 2244 | 2244 | 2244 |  | https://en.wind-turbine-models.com/turbines/2316-windwise-maxcap-141
2245 | 2245 | 2245 | 2245 | 2245 |  | https://en.wind-turbine-models.com/turbines/539-windworks-windworker-10
2246 | 2246 | 2246 | 2246 | 2246 |  | https://en.wind-turbine-models.com/turbines/1544-winwind-wwd-1-d56
2247 | 2247 | 2247 | 2247 | 2247 |  | https://en.wind-turbine-models.com/turbines/486-winwind-wwd-1-d60
2248 | 2248 | 2248 | 2248 | 2248 |  | https://en.wind-turbine-models.com/turbines/1543-winwind-wwd-1-d64
2249 | 2249 | 2249 | 2249 | 2249 |  | https://en.wind-turbine-models.com/turbines/487-winwind-wwd-3-d90
2250 | 2250 | 2250 | 2250 | 2250 |  | https://en.wind-turbine-models.com/turbines/488-winwind-wwd-3-d100
2251 | 2251 | 2251 | 2251 | 2251 |  | https://en.wind-turbine-models.com/turbines/489-winwind-wwd-3-d103
2252 | 2252 | 2252 | 2252 | 2252 |  | https://en.wind-turbine-models.com/turbines/490-winwind-wwd-3-d109
2253 | 2253 | 2253 | 2253 | 2253 |  | https://en.wind-turbine-models.com/turbines/491-winwind-wwd-3-d120
2254 | 2254 | 2254 | 2254 | 2254 |  | https://en.wind-turbine-models.com/turbines/1036-wipo-airjet-5
2255 | 2255 | 2255 | 2255 | 2255 |  | https://en.wind-turbine-models.com/turbines/317-wipo-winforce-10kw
2256 | 2256 | 2256 | 2256 | 2256 |  | https://en.wind-turbine-models.com/turbines/1281-wobbelkow-eigenbau
2257 | 2257 | 2257 | 2257 | 2257 |  | https://en.wind-turbine-models.com/turbines/126-wienpahl-prototype
2258 | 2258 | 2258 | 2258 | 2258 |  | https://en.wind-turbine-models.com/turbines/1645-wwa-falcon-40
2259 | 2259 | 2259 | 2259 | 2259 |  | https://en.wind-turbine-models.com/turbines/1455-xant-xant-m-21
2260 | 2260 | 2260 | 2260 | 2260 |  | https://en.wind-turbine-models.com/turbines/1643-xant-xant-m-24
2261 | 2261 | 2261 | 2261 | 2261 |  | https://en.wind-turbine-models.com/turbines/1140-xemc-darwind-xv90
2262 | 2262 | 2262 | 2262 | 2262 |  | https://en.wind-turbine-models.com/turbines/1136-xemc-darwind-xe93
2263 | 2263 | 2263 | 2263 | 2263 |  | https://en.wind-turbine-models.com/turbines/1141-xemc-darwind-xd115-4.5
2264 | 2264 | 2264 | 2264 | 2264 |  | https://en.wind-turbine-models.com/turbines/1137-xemc-darwind-xd115-5.0
2265 | 2265 | 2265 | 2265 | 2265 |  | https://en.wind-turbine-models.com/turbines/1138-xemc-darwind-xe128
2266 | 2266 | 2266 | 2266 | 2266 |  | https://en.wind-turbine-models.com/turbines/1139-xemc-darwind-xd137
2267 | 2267 | 2267 | 2267 | 2267 |  | https://en.wind-turbine-models.com/turbines/616-xemc-ltd-xe72
2268 | 2268 | 2268 | 2268 | 2268 |  | https://en.wind-turbine-models.com/turbines/615-xemc-ltd-xe82
2269 | 2269 | 2269 | 2269 | 2269 |  | https://en.wind-turbine-models.com/turbines/617-xemc-ltd-xe87
2270 | 2270 | 2270 | 2270 | 2270 |  | https://en.wind-turbine-models.com/turbines/614-xemc-ltd-xe93
2271 | 2271 | 2271 | 2271 | 2271 |  | https://en.wind-turbine-models.com/turbines/75-xemc-ltd-xe-dd115
2272 | 2272 | 2272 | 2272 | 2272 |  | https://en.wind-turbine-models.com/turbines/1135-xemc-ltd-xe-dd126
2273 | 2273 | 2273 | 2273 | 2273 |  | https://en.wind-turbine-models.com/turbines/1206-goldwind-s43-600
2274 | 2274 | 2274 | 2274 | 2274 |  | https://en.wind-turbine-models.com/turbines/1208-goldwind-s43-750
2275 | 2275 | 2275 | 2275 | 2275 |  | https://en.wind-turbine-models.com/turbines/1205-goldwind-s48-750
2276 | 2276 | 2276 | 2276 | 2276 |  | https://en.wind-turbine-models.com/turbines/1207-goldwind-s50-750
2277 | 2277 | 2277 | 2277 | 2277 |  | https://en.wind-turbine-models.com/turbines/1204-goldwind-gw-62-1200
2278 | 2278 | 2278 | 2278 | 2278 |  | https://en.wind-turbine-models.com/turbines/1203-goldwind-gw-70-1500
2279 | 2279 | 2279 | 2279 | 2279 |  | https://en.wind-turbine-models.com/turbines/106-goldwind-gw-77-1500
2280 | 2280 | 2280 | 2280 | 2280 |  | https://en.wind-turbine-models.com/turbines/1202-goldwind-gw-82-1500
2281 | 2281 | 2281 | 2281 | 2281 |  | https://en.wind-turbine-models.com/turbines/1201-goldwind-gw-87-1500
2282 | 2282 | 2282 | 2282 | 2282 |  | https://en.wind-turbine-models.com/turbines/1197-goldwind-gw-90-2500
2283 | 2283 | 2283 | 2283 | 2283 |  | https://en.wind-turbine-models.com/turbines/1200-goldwind-gw-93-1500
2284 | 2284 | 2284 | 2284 | 2284 |  | https://en.wind-turbine-models.com/turbines/1196-goldwind-gw-100-2500
2285 | 2285 | 2285 | 2285 | 2285 |  | https://en.wind-turbine-models.com/turbines/1195-goldwind-gw-103-2500
2286 | 2286 | 2286 | 2286 | 2286 |  | https://en.wind-turbine-models.com/turbines/1194-goldwind-gw-106-2500
2287 | 2287 | 2287 | 2287 | 2287 |  | https://en.wind-turbine-models.com/turbines/1199-goldwind-gw-108-2000
2288 | 2288 | 2288 | 2288 | 2288 |  | https://en.wind-turbine-models.com/turbines/1193-goldwind-gw-109-2500
2289 | 2289 | 2289 | 2289 | 2289 |  | https://en.wind-turbine-models.com/turbines/1198-goldwind-gw-115-2000
2290 | 2290 | 2290 | 2290 | 2290 |  | https://en.wind-turbine-models.com/turbines/1192-goldwind-gw-121-2500
2291 | 2291 | 2291 | 2291 | 2291 |  | https://en.wind-turbine-models.com/turbines/2240-goldwind-gw-130-2500
2292 | 2292 | 2292 | 2292 | 2292 |  | https://en.wind-turbine-models.com/turbines/1973-goldwind-gw-136-4000
2293 | 2293 | 2293 | 2293 | 2293 |  | https://en.wind-turbine-models.com/turbines/1974-goldwind-gw-136-4200
2294 | 2294 | 2294 | 2294 | 2294 |  | https://en.wind-turbine-models.com/turbines/2244-goldwind-gw-136-4800
2295 | 2295 | 2295 | 2295 | 2295 |  | https://en.wind-turbine-models.com/turbines/2241-goldwind-gw-140-2500
2296 | 2296 | 2296 | 2296 | 2296 |  | https://en.wind-turbine-models.com/turbines/1738-goldwind-gw-140-3000
2297 | 2297 | 2297 | 2297 | 2297 |  | https://en.wind-turbine-models.com/turbines/1739-goldwind-gw-140-3400
2298 | 2298 | 2298 | 2298 | 2298 |  | https://en.wind-turbine-models.com/turbines/2245-goldwind-gw-140-3570
2299 | 2299 | 2299 | 2299 | 2299 |  | https://en.wind-turbine-models.com/turbines/2242-goldwind-gw-150-2800
2300 | 2300 | 2300 | 2300 | 2300 |  | https://en.wind-turbine-models.com/turbines/2243-goldwind-gw-150-3000
2301 | 2301 | 2301 | 2301 | 2301 |  | https://en.wind-turbine-models.com/turbines/1821-goldwind-gw-154-6700
2302 | 2302 | 2302 | 2302 | 2302 |  | https://en.wind-turbine-models.com/turbines/2246-goldwind-gw-155-4500
2303 | 2303 | 2303 | 2303 | 2303 |  | https://en.wind-turbine-models.com/turbines/1822-goldwind-gw-164-6450
2304 | 2304 | 2304 | 2304 | 2304 |  | https://en.wind-turbine-models.com/turbines/2394-goldwind-gw-171-3850
2305 | 2305 | 2305 | 2305 | 2305 |  | https://en.wind-turbine-models.com/turbines/2395-goldwind-gw-171-4000
2306 | 2306 | 2306 | 2306 | 2306 |  | https://en.wind-turbine-models.com/turbines/2396-goldwind-gw-171-4500
2307 | 2307 | 2307 | 2307 | 2307 |  | https://en.wind-turbine-models.com/turbines/2397-goldwind-gw-171-5000
2308 | 2308 | 2308 | 2308 | 2308 |  | https://en.wind-turbine-models.com/turbines/2398-goldwind-gw-171-5300
2309 | 2309 | 2309 | 2309 | 2309 |  | https://en.wind-turbine-models.com/turbines/2399-goldwind-gw-171-5600
2310 | 2310 | 2310 | 2310 | 2310 |  | https://en.wind-turbine-models.com/turbines/2400-goldwind-gw-171-6000
2311 | 2311 | 2311 | 2311 | 2311 |  | https://en.wind-turbine-models.com/turbines/2401-goldwind-gw-171-6250
2312 | 2312 | 2312 | 2312 | 2312 |  | https://en.wind-turbine-models.com/turbines/1823-goldwind-gw-171-6450
2313 | 2313 | 2313 | 2313 | 2313 |  | https://en.wind-turbine-models.com/turbines/2236-goldwind-gw-175-8000
2314 | 2314 | 2314 | 2314 | 2314 |  | https://en.wind-turbine-models.com/turbines/2393-goldwind-gw-182-7200
2315 | 2315 | 2315 | 2315 | 2315 |  | https://en.wind-turbine-models.com/turbines/2237-goldwind-gw-184-6450
2316 | 2316 | 2316 | 2316 | 2316 |  | https://en.wind-turbine-models.com/turbines/2388-goldwind-gw-191-4000
2317 | 2317 | 2317 | 2317 | 2317 |  | https://en.wind-turbine-models.com/turbines/2389-goldwind-gw-191-4550
2318 | 2318 | 2318 | 2318 | 2318 |  | https://en.wind-turbine-models.com/turbines/2390-goldwind-gw-191-5000
2319 | 2319 | 2319 | 2319 | 2319 |  | https://en.wind-turbine-models.com/turbines/2391-goldwind-gw-191-6000
2320 | 2320 | 2320 | 2320 | 2320 |  | https://en.wind-turbine-models.com/turbines/2392-goldwind-gw-191-6700
2321 | 2321 | 2321 | 2321 | 2321 |  | https://en.wind-turbine-models.com/turbines/2387-goldwind-gw-242-12000
2322 | 2322 | 2322 | 2322 | 2322 |  | https://en.wind-turbine-models.com/turbines/1261-xyron-ex-55
2323 | 2323 | 2323 | 2323 | 2323 |  | https://en.wind-turbine-models.com/turbines/1732-xzeres-wind-skystream-3.7
2324 | 2324 | 2324 | 2324 | 2324 |  | https://en.wind-turbine-models.com/turbines/1730-xzeres-wind-50
2325 | 2325 | 2325 | 2325 | 2325 |  | https://en.wind-turbine-models.com/turbines/1731-xzeres-wind-442sr
2326 | 2326 | 2326 | 2326 | 2326 |  | https://en.wind-turbine-models.com/turbines/2513-yamaha-17-kw
2327 | 2327 | 2327 | 2327 | 2327 |  | https://en.wind-turbine-models.com/turbines/2514-yamaha-100-kw
2328 | 2328 | 2328 | 2328 | 2328 |  | https://en.wind-turbine-models.com/turbines/1161-yinhe-gx93-2.5mw
2329 | 2329 | 2329 | 2329 | 2329 |  | https://en.wind-turbine-models.com/turbines/1162-yinhe-gx103-2.5mw
2330 | 2330 | 2330 | 2330 | 2330 |  | https://en.wind-turbine-models.com/turbines/1163-yinhe-gx113-2.5mw
2331 | 2331 | 2331 | 2331 | 2331 |  | https://en.wind-turbine-models.com/turbines/1164-yinhe-gx153-6mw
2332 | 2332 | 2332 | 2332 | 2332 |  | https://en.wind-turbine-models.com/turbines/1614-zenia-energy-7-5kw
2333 | 2333 | 2333 | 2333 | 2333 |  | https://en.wind-turbine-models.com/turbines/1613-zenia-energy-10kw
2334 | 2334 | 2334 | 2334 | 2334 |  | https://en.wind-turbine-models.com/turbines/1612-zenia-energy-30kw
2335 | 2335 | 2335 | 2335 | 2335 |  | https://en.wind-turbine-models.com/turbines/2504-zephyr-prototype
2336 | 2336 | 2336 | 2336 | 2336 |  | https://en.wind-turbine-models.com/turbines/2501-zephyr-z-1000-24
2337 | 2337 | 2337 | 2337 | 2337 |  | https://en.wind-turbine-models.com/turbines/2502-zephyr-z-1000-48
2338 | 2338 | 2338 | 2338 | 2338 |  | https://en.wind-turbine-models.com/turbines/2503-zephyr-z-9000
2339 | 2339 | 2339 | 2339 | 2339 |  | https://en.wind-turbine-models.com/turbines/1030-zephyr-wts-28.250
2340 | 2340 | 2340 | 2340 | 2340 |  | https://en.wind-turbine-models.com/turbines/88-zephyros-z72
2341 | 2341 | 2341 | 2341 | 2341 |  | https://en.wind-turbine-models.com/turbines/1238-windey-wd25-250
2342 | 2342 | 2342 | 2342 | 2342 |  | https://en.wind-turbine-models.com/turbines/1222-windey-wd49-750
2343 | 2343 | 2343 | 2343 | 2343 |  | https://en.wind-turbine-models.com/turbines/1223-windey-wd50-750
2344 | 2344 | 2344 | 2344 | 2344 |  | https://en.wind-turbine-models.com/turbines/1224-windey-wd52-800
2345 | 2345 | 2345 | 2345 | 2345 |  | https://en.wind-turbine-models.com/turbines/1225-windey-wd70-1500
2346 | 2346 | 2346 | 2346 | 2346 |  | https://en.wind-turbine-models.com/turbines/1226-windey-wd77-1500
2347 | 2347 | 2347 | 2347 | 2347 |  | https://en.wind-turbine-models.com/turbines/1227-windey-wd82-1500
2348 | 2348 | 2348 | 2348 | 2348 |  | https://en.wind-turbine-models.com/turbines/1228-windey-wd88-1500
2349 | 2349 | 2349 | 2349 | 2349 |  | https://en.wind-turbine-models.com/turbines/1229-windey-wd93-1500
2350 | 2350 | 2350 | 2350 | 2350 |  | https://en.wind-turbine-models.com/turbines/1230-windey-wd103-2000
2351 | 2351 | 2351 | 2351 | 2351 |  | https://en.wind-turbine-models.com/turbines/1231-windey-wd103-2500
2352 | 2352 | 2352 | 2352 | 2352 |  | https://en.wind-turbine-models.com/turbines/1232-windey-wd107-2000
2353 | 2353 | 2353 | 2353 | 2353 |  | https://en.wind-turbine-models.com/turbines/1233-windey-wd107-2500
2354 | 2354 | 2354 | 2354 | 2354 |  | https://en.wind-turbine-models.com/turbines/1234-windey-wd110-2000
2355 | 2355 | 2355 | 2355 | 2355 |  | https://en.wind-turbine-models.com/turbines/1235-windey-wd110-2500
2356 | 2356 | 2356 | 2356 | 2356 |  | https://en.wind-turbine-models.com/turbines/1236-windey-wd115-2000
2357 | 2357 | 2357 | 2357 | 2357 |  | https://en.wind-turbine-models.com/turbines/1237-windey-wd121-2000
2358 | 2358 | 2358 | 2358 | 2358 |  | https://en.wind-turbine-models.com/turbines/2252-windey-wd125-2500
2359 | 2359 | 2359 | 2359 | 2359 |  | https://en.wind-turbine-models.com/turbines/2248-windey-wd130-5000
2360 | 2360 | 2360 | 2360 | 2360 |  | https://en.wind-turbine-models.com/turbines/2249-windey-wd131-2000
2361 | 2361 | 2361 | 2361 | 2361 |  | https://en.wind-turbine-models.com/turbines/2250-windey-wd131-2100
2362 | 2362 | 2362 | 2362 | 2362 |  | https://en.wind-turbine-models.com/turbines/2251-windey-wd131-2200
2363 | 2363 | 2363 | 2363 | 2363 |  | https://en.wind-turbine-models.com/turbines/1979-windey-wd139-5000
2364 | 2364 | 2364 | 2364 | 2364 |  | https://en.wind-turbine-models.com/turbines/2253-windey-wd140-2500
2365 | 2365 | 2365 | 2365 | 2365 |  | https://en.wind-turbine-models.com/turbines/2255-windey-wd140-3000
2366 | 2366 | 2366 | 2366 | 2366 |  | https://en.wind-turbine-models.com/turbines/2254-windey-wd147-2500
2367 | 2367 | 2367 | 2367 | 2367 |  | https://en.wind-turbine-models.com/turbines/2256-windey-wd147-3000
2368 | 2368 | 2368 | 2368 | 2368 |  | https://en.wind-turbine-models.com/turbines/2257-windey-wd147-3600
2369 | 2369 | 2369 | 2369 | 2369 |  | https://en.wind-turbine-models.com/turbines/2258-windey-wd156-3000
2370 | 2370 | 2370 | 2370 | 2370 |  | https://en.wind-turbine-models.com/turbines/2259-windey-wd156-3600
2371 | 2371 | 2371 | 2371 | 2371 |  | https://en.wind-turbine-models.com/turbines/492-zond-z-40-fs
2372 | 2372 | 2372 | 2372 | 2372 |  | https://en.wind-turbine-models.com/turbines/1177-zond-z-48
2373 | 2373 | 2373 | 2373 | 2373 |  | https://en.wind-turbine-models.com/turbines/2-zond-z-50