## Sheet1
Turbine | Links | check | Rated power: | Cutin wind speed: | Rated wind speed: | Diameter: | Number of blades: | Hub height: | Cutout wind speed:
ACSA LMW-0.250 - 0,25 kW - Wind turbine | https://en.wind-turbine-models.com/turbines/2377-acsa-lmw-0.250 | 1 | 0.3 | 3 | 10 | 1.7 m | 3 | 6-12 m
ACSA LMW-0.600 - 0,60 kW - Wind turbine | https://en.wind-turbine-models.com/turbines/2378-acsa-lmw-0.600 | 1 | 0.6 | 3 | 12 | 2.2 m | 2 | 6-12 m
ACSA LMW-1.000 - 1,00 kW - Wind turbine | https://en.wind-turbine-models.com/turbines/2379-acsa-lmw-1.000 | 1 | 1 | 2.5 | 10.5 | 3.1 m | 3 | 6-12 m
ACSA LMW-1.500 - 1,00 kW - Wind turbine | https://en.wind-turbine-models.com/turbines/2380-acsa-lmw-1.500 | 1 | 1 | 2.5 | 10.5 | 3.1 m | 3 | 6-18 m
ACSA LMW-2.000 - 2,00 kW - Wind turbine | https://en.wind-turbine-models.com/turbines/2381-acsa-lmw-2.000 | 1 | 2 | 3 | 10 | 5.0 m | 3 | 6-18 m
ACSA LMW-3.000 - 3,00 kW - Wind turbine | https://en.wind-turbine-models.com/turbines/2382-acsa-lmw-3.000 | 1 | 3 | 4 | 12 | 5.0 m | 3 | 6-18 m
ACSA LMW-10.000 - 10,00 kW - Wind turbine | https://en.wind-turbine-models.com/turbines/2383-acsa-lmw-10.000 | 1 | 10 | 3 | 13 | 7.0 m | 3 | 6-18 m
ACSA A17/90 - 90,00 kW - Wind turbine | https://en.wind-turbine-models.com/turbines/2373-acsa-a17-90 | 1 | 90 | 3.3 | 16.8 | 17.0 m | 3 | 23.4 m | 28
ACSA A20/100 - 100,00 kW - Wind turbine | https://en.wind-turbine-models.com/turbines/2374-acsa-a20-100 | 1 | 100 | 4.5 | 13 | 20.0 m | 3 | 24 m | 25
ACSA A27/225 - 225,00 kW - Wind turbine | https://en.wind-turbine-models.com/turbines/817-acsa-a27-225 | 1 | 225 | 3.5 | 13.5 | 27.0 m | 3 | 30 m | 25
ACSA A29/225 - 225,00 kW - Wind turbine | https://en.wind-turbine-models.com/turbines/2376-acsa-a29-225 | 1 | 225 | 4 | 13 | 29.0 m | 3 | 31.5 / 40 / 50 m | 25
ADES ADES 60 - 60,00 kW - Wind turbine | https://en.wind-turbine-models.com/turbines/812-ades-ades-60 | 1 | 60 | 3.5 | 8 | 29.0 m | 1 | 26.5 m | 20
ADES ADES 100 - 100,00 kW - Wind turbine | https://en.wind-turbine-models.com/turbines/813-ades-ades-100 | 1 | 100 | 3.5 | 10 | 29.0 m | 1 | 27.5 m | 20
ADES ADES 200 - 200,00 kW - Wind turbine | https://en.wind-turbine-models.com/turbines/339-ades-ades-200 | 1 | 200 | 4 | 11.5 | 36.0 m | 1 | 31 / 40 m | 25
Adolfsen Mølle SA 11 - 11,00 kW - Wind turbine | https://en.wind-turbine-models.com/turbines/173-adolfsen-m-lle-sa-11 | 1 | 11 |  |  | 9.0 m | 3 | 15.0 m
AWP A/S AWP 90/18 - 90,00 kW - Wind turbine | https://en.wind-turbine-models.com/turbines/1870-awp-a-s-awp-90-18 | 1 | 90 | 4 | 13 | 18.6 m | 3 | 22.5 / 30 m | 25
AWP A/S AWP 200/23 - 200,00 kW - Wind turbine | https://en.wind-turbine-models.com/turbines/1872-awp-a-s-awp-200-23 | 1 | 200 | 4 | 13 | 23.0 m | 3 | 30 m | 25
Aeolia Windtech D2CF 200 - 200,00 kW - Wind turbine | https://en.wind-turbine-models.com/turbines/1829-aeolia-windtech-d2cf-200 | 1 | 200 | 3 | 10.9 | 28.0 m | 3 | 40.3 m | 20
Aeolian AEO-20 - 6,00 kW - Wind turbine | https://en.wind-turbine-models.com/turbines/493-aeolian-aeo-20 | 1 | 6 | 3.6 | 9.8 | 6.1 m | 3 | 30.0 m
Aeolos Aeolos-V 1kW - 1,00 kW - Wind turbine | https://en.wind-turbine-models.com/turbines/1851-aeolos-aeolos-v-1kw | 1 | 1 | 1.5 | 10 | 2.0 m | 3 | 2.8 m | 50
Aeolos Aeolos-H 1kW - 1,00 kW - Wind turbine | https://en.wind-turbine-models.com/turbines/1858-aeolos-aeolos-h-1kw | 1 | 1 | 2.5 | 12 | 3.2 m | 3 | site specific m | 25
Aeolos Aeolos-H 2kW - 2,00 kW - Wind turbine | https://en.wind-turbine-models.com/turbines/1859-aeolos-aeolos-h-2kw | 1 | 2 | 2.5 | 12 | 4.0 m | 3 | site specific m | 25
Aeolos Aeolos-V 3kW - 3,00 kW - Wind turbine | https://en.wind-turbine-models.com/turbines/1852-aeolos-aeolos-v-3kw | 1 | 3 | 1.5 | 10 | 3.0 m | 3 | 3.6 m | 52.5
Aeolos Aeolos-H 3kW - 3,00 kW - Wind turbine | https://en.wind-turbine-models.com/turbines/1860-aeolos-aeolos-h-3kw | 1 | 3 | 2.5 | 12 | 4.8 m | 3 | site specific m | 25
Aeolos Aeolos-V 5kW - 5,00 kW - Wind turbine | https://en.wind-turbine-models.com/turbines/1853-aeolos-aeolos-v-5kw | 1 | 5 | 1.5 | 10 | 4.5 m | 3 | 4.8 m | 52.5
Aeolos Aeolos-H 5kW - 5,00 kW - Wind turbine | https://en.wind-turbine-models.com/turbines/1861-aeolos-aeolos-h-5kw | 1 | 5 | 3 | 10 | 6.4 m | 3 | site specific m | 25
Aeolos Aeolos-V 10kW - 10,00 kW - Wind turbine | https://en.wind-turbine-models.com/turbines/1854-aeolos-aeolos-v-10kw | 1 | 10 | 2.5 | 11 | 5.5 m | 3 | 6 m | 52.5
Aeolos Aeolos-H 10kW - 10,00 kW - Wind turbine | https://en.wind-turbine-models.com/turbines/1862-aeolos-aeolos-h-10kw | 1 | 10 | 2.5 | 10 | 8.0 m | 3 | site specific m | 25
Aeolos Aeolos-H 20kW - 20,00 kW - Wind turbine | https://en.wind-turbine-models.com/turbines/1863-aeolos-aeolos-h-20kw | 1 | 20 | 3 | 10 | 10.0 m | 3 | site specific m | 25
Aeolos Aeolos-H 30kW - 30,00 kW - Wind turbine | https://en.wind-turbine-models.com/turbines/1864-aeolos-aeolos-h-30kw | 1 | 30 | 2.5 | 9 | 15.6 m | 3 | site specific m | 25
Aeolos Aeolos-H 50kW - 50,00 kW - Wind turbine | https://en.wind-turbine-models.com/turbines/1856-aeolos-aeolos-h-50kw | 1 | 50 | 3 | 10 | 18.0 m | 3 | site specific m | 25
Aeolos Aeolos-H 60kW - 60,00 kW - Wind turbine | https://en.wind-turbine-models.com/turbines/1855-aeolos-aeolos-h-60kw | 1 | 60 | 3 | 9 | 22.3 m | 3 | site specific m | 25
Aeolos Aeolos-V 300W - 0,30 kW - Wind turbine | https://en.wind-turbine-models.com/turbines/1849-aeolos-aeolos-v-300w | 1 | 0.3 | 1.5 | 10 | 1.2 m | 3 | 1.6 m | 50
Aeolos Aeolos-H 500W - 0,50 kW - Wind turbine | https://en.wind-turbine-models.com/turbines/1857-aeolos-aeolos-h-500w | 1 | 0.5 | 2.5 | 12 | 2.7 m | 3 | site specific m | 25
Aeolos Aeolos-V 600W - 0,60 kW - Wind turbine | https://en.wind-turbine-models.com/turbines/1850-aeolos-aeolos-v-600w | 1 | 0.6 | 1.5 | 10 | 1.6 m | 3 | 2.0 m | 50
Aeritalia AIT 02 (Medit) - 225,00 kW - Wind turbine | https://en.wind-turbine-models.com/turbines/1867-aeritalia-ait-02-medit | 1 | 225 | 4.2 | 10.1 | 32.0 m | 2 | 26 m | 20
Aeritalia AIT 03 - 17,00 kW - Wind turbine | https://en.wind-turbine-models.com/turbines/1866-aeritalia-ait-03 | 1 | 17 | 5 | 20 | 8.6 m | 2 | 10 m
aerodyn aeolus 11 - 30,00 kW - Wind turbine | https://en.wind-turbine-models.com/turbines/1120-aerodyn-aeolus-11 | 1 | 30 | 3.5 | 10.5 | 11.7 m | 2 | 14/22 m | 25
aerodyn aeolus 15 - 26,00 kW - Wind turbine | https://en.wind-turbine-models.com/turbines/1121-aerodyn-aeolus-15 | 1 | 26 |  |  | 15.0 m | 3 | 18 m
Aerodynamo Aerodynamo - 10,00 kW - Wind turbine | https://en.wind-turbine-models.com/turbines/2124-aerodynamo-aerodynamo | 1 | 10 |  |  | 8.6 m | 4 | 10 m
AERODAN 75/15 - 75,00 kW - Wind turbine | https://en.wind-turbine-models.com/turbines/1378-aerodan-75-15 | 1 | 75 | 5 | 12 | 17.0 m | 3 | 23 m | 23
Aerolite A-5 - 5,00 kW - Wind turbine | https://en.wind-turbine-models.com/turbines/1382-aerolite-a-5 | 1 | 5 | 3.6 | 11.2 | 5.0 m | 3 | 9/14.5 m | 17.9
Aerolite A-7 - 12,50 kW - Wind turbine | https://en.wind-turbine-models.com/turbines/1381-aerolite-a-7 | 1 | 12.5 | 3.5 | 15.6 | 7.6 m | 3 | 24.5 m | 25
Aerolite A-10 - 10,00 kW - Wind turbine | https://en.wind-turbine-models.com/turbines/494-aerolite-a-10 | 1 | 10 |  |  | 9.1 m | 2 | 30.5 m
Aerolite A-11 - 30,00 kW - Wind turbine | https://en.wind-turbine-models.com/turbines/1380-aerolite-a-11 | 1 | 30 | 3.5 | 13.4 | 11.0 m | 2 | 24.4/30.5 m | 25
Aeronautica 29-225 - 225,00 kW - Wind turbine | https://en.wind-turbine-models.com/turbines/497-aeronautica-29-225 | 1 | 225 | 4 | 13.5 | 29.0 m | 3 | 30/40/50 m | 25
Aeronautica 33-225 - 225,00 kW - Wind turbine | https://en.wind-turbine-models.com/turbines/498-aeronautica-33-225 | 1 | 225 | 4 | 11.5 | 33.0 m | 3 | 30/40/50 m | 22
AeroTech A/S AEROTECH 15-75 - 75,00 kW - Wind turbine | https://en.wind-turbine-models.com/turbines/1871-aerotech-a-s-aerotech-15-75 | 1 | 75 | 4 | 12.5 | 15.2 m | 3 | 22.5 m | 25
Aiola 80 - 80,00 kW - Wind turbine | https://en.wind-turbine-models.com/turbines/2163-aiola-80 | 1 | 80 |  |  | 17.0 m
AIR 19/100 - 100,00 kW - Wind turbine | https://en.wind-turbine-models.com/turbines/956-air-19-100 | 1 | 100 | 3.5 | 14 | 19.0 m | 3 | 25/45 m | 24
AIRCON 10 S - 9,80 kW - Wind turbine | https://en.wind-turbine-models.com/turbines/157-aircon-10-s | 1 | 9.8 | 3.5 | 11 | 7.1 m | 3 | 30 m | 25
AIRCON 10S - 100,00 kW - Wind turbine | https://en.wind-turbine-models.com/turbines/859-aircon-10s | 1 | 100 | 2.5 | 10 |  |  |  | 25
AIRCON 30 - 29,80 kW - Wind turbine | https://en.wind-turbine-models.com/turbines/1295-aircon-30 | 1 | 29.8 | 2.5 | 11 | 13.1 m | 3 | 24/42 m | 25
Allgaier WE 10/G6 - 6,00 kW - Wind turbine | https://en.wind-turbine-models.com/turbines/145-allgaier-we-10-g6 | 1 | 6 | 2.5 | 9 | 10.0 m | 3 | 9.89 m
Allgaier StGW-34 - 100,00 kW - Wind turbine | https://en.wind-turbine-models.com/turbines/144-allgaier-stgw-34 | 1 | 100 | 3.7 | 9.5 | 34.0 m | 2 | 22.3 m
AE-Italia STOMA ST-K60/D21 - 60,00 kW - Wind turbine | https://en.wind-turbine-models.com/turbines/1026-ae-italia-stoma-st-k60-d21 | 1 | 60 | 2.5 | 8 | 21.3 m | 3 | 33.5 m | 25
AN Bonus 100/30 - 100,00 kW - Wind turbine | https://en.wind-turbine-models.com/turbines/730-an-bonus-100-30 | 1 | 100 | 4.8 | 12.5 | 23.0 m | 3 | 24/30 m | 28
AN Bonus 150/30 - 150,00 kW - Wind turbine | https://en.wind-turbine-models.com/turbines/124-an-bonus-150-30 | 1 | 150 | 3.5 | 12.5 | 23.0 m | 3 | 30/40 m | 25
Anelion SW 3.5 GT - 3,50 kW - Wind turbine | https://en.wind-turbine-models.com/turbines/950-anelion-sw-3.5-gt | 1 | 3.5 | 3.5 | 12 | 3.5 m | 3 | 10 m | 17.5
Hummer H6.4-5KW - 5,00 kW - Wind turbine | https://en.wind-turbine-models.com/turbines/1690-hummer-h6.4-5kw | 1 | 5 | 3 | 12 | 6.4 m | 3 | site specific m | 25
Hummer H8.16-10KW - 10,00 kW - Wind turbine | https://en.wind-turbine-models.com/turbines/1689-hummer-h8.16-10kw | 1 | 10 | 3 | 11 | 8.2 m | 3 | site specific m | 25
Hummer H13.2-20KW - 20,00 kW - Wind turbine | https://en.wind-turbine-models.com/turbines/1688-hummer-h13.2-20kw | 1 | 20 | 3 | 9 | 13.2 m | 3 | site specific m | 25
Hummer H13.2-30KW - 30,00 kW - Wind turbine | https://en.wind-turbine-models.com/turbines/1687-hummer-h13.2-30kw | 1 | 30 | 3 | 10 | 13.2 m | 3 | site specific m | 25
Hummer H17.0-50KW - 50,00 kW - Wind turbine | https://en.wind-turbine-models.com/turbines/1686-hummer-h17.0-50kw | 1 | 50 | 3.5 | 9.5 | 17.0 m | 3 | site specific m | 20
Hummer H21.0-60KW - 60,00 kW - Wind turbine | https://en.wind-turbine-models.com/turbines/1685-hummer-h21.0-60kw | 1 | 60 | 2.5 | 9 | 21.0 m | 3 | site specific m | 25
Hummer H21.0-100KW - 100,00 kW - Wind turbine | https://en.wind-turbine-models.com/turbines/1684-hummer-h21.0-100kw | 1 | 100 | 2.5 | 10.5 | 21.0 m | 3 | site specific m | 20
Hummer H25.0-60KW - 60,00 kW - Wind turbine | https://en.wind-turbine-models.com/turbines/1683-hummer-h25.0-60kw | 1 | 60 | 2.5 | 7.5 | 25.0 m | 3 | site specific m | 20
Hummer H25.0-100KW - 100,00 kW - Wind turbine | https://en.wind-turbine-models.com/turbines/1682-hummer-h25.0-100kw | 1 | 100 | 2.5 | 10 | 25.0 m | 3 | site specific m | 20
Hummer H25.0-200KW - 200,00 kW - Wind turbine | https://en.wind-turbine-models.com/turbines/1681-hummer-h25.0-200kw | 1 | 200 | 2.5 | 11.5 | 25.0 m | 3 | site specific m | 20
Mandt Wodan - 7,00 kW - Wind turbine | https://en.wind-turbine-models.com/turbines/1556-mandt-wodan | 1 | 7 | 3 |  | 15.6 m | 6 | 25 m | 18
AOI Arab AOI 20kW - 20,00 kW - Wind turbine | https://en.wind-turbine-models.com/turbines/2037-aoi-arab-aoi-20kw | 1 | 20 | 3 | 12 | 13.0 m | 3 | 18 m | 25
Argolabe Turbec-100 - 100,00 kW - Wind turbine | https://en.wind-turbine-models.com/turbines/426-argolabe-turbec-100 | 1 | 100 | 3.5 | 10.5 | 22.5 m | 3 | 37 m | 20
Aria Libellula 20 - 20,00 kW - Wind turbine | https://en.wind-turbine-models.com/turbines/1635-aria-libellula-20 | 1 | 20 | 3 | 10 | 17.4 m | 2 | 20 m | 25
Aria Libellula 55+ - 57,00 kW - Wind turbine | https://en.wind-turbine-models.com/turbines/1634-aria-libellula-55 | 1 | 57 | 3 | 11 | 19.0 m | 2 | 19/25/31 m | 25
Aria Libellula 55kW - 55,00 kW - Wind turbine | https://en.wind-turbine-models.com/turbines/1099-aria-libellula-55kw | 1 | 55 | 3 | 11 | 18.0 m | 2 | 25/28/31 m | 25
Aria Libellula 60i - 60,00 kW - Wind turbine | https://en.wind-turbine-models.com/turbines/1633-aria-libellula-60i | 1 | 60 | 3 | 11 | 19.0 m | 2 | 19/25/31 m | 25
ATB Riva Calzoni ATB 60.28 DD - 60,00 kW - Wind turbine | https://en.wind-turbine-models.com/turbines/1534-atb-riva-calzoni-atb-60.28-dd | 1 | 60 | 3 | 7.5 | 28.0 m | 2 | 37 m | 19
ATB Riva Calzoni 100.28 DD - 100,00 kW - Wind turbine | https://en.wind-turbine-models.com/turbines/2119-atb-riva-calzoni-100.28-dd | 1 | 100 | 3 | 8.5 | 28.0 m | 2 | 37 m | 25
Atlantic Orient AOC 15/50 - 50,00 kW - Wind turbine | https://en.wind-turbine-models.com/turbines/2164-atlantic-orient-aoc-15-50 | 1 | 50 | 4.6 | 11.3 | 15.0 m | 3 | 24.4 / 30.5 m | 22.4
Austrowind WT 5000 - 5,00 kW - Wind turbine | https://en.wind-turbine-models.com/turbines/2047-austrowind-wt-5000 | 1 | 5 | 2 | 12 | 8.0 m | 3 | 13.15 / 16.15 / 19.15 m | 20
Autoflug A 100 - 100,00 kW - Wind turbine | https://en.wind-turbine-models.com/turbines/375-autoflug-a-100 | 1 | 100 | 3 | 13 | 23.0 m | 2 | 42.6 m | 25
Aventa AV-7 - 6,20 kW - Wind turbine | https://en.wind-turbine-models.com/turbines/1529-aventa-av-7 | 1 | 6.2 | 2 | 6 | 12.8 m | 3 | 18 m | 14
awinco L50-200 - 50,00 kW - Wind turbine | https://en.wind-turbine-models.com/turbines/1186-awinco-l50-200 | 1 | 50 | 3 | 12 | 16.0 m | 3 | 22 / 30 / 36 m | 25
awinco L60-330 - 60,00 kW - Wind turbine | https://en.wind-turbine-models.com/turbines/1540-awinco-l60-330 | 1 | 60 | 3 | 11 | 20.2 m | 3 | 22 / 30 / 36 m | 25
AWP AWP 56-100 - 100,00 kW - Wind turbine | https://en.wind-turbine-models.com/turbines/976-awp-awp-56-100 | 1 | 100 | 5 | 13 | 17.0 m | 3 | 19/25/35 m | 22
b.ventus 250 kW - 250,00 kW - Wind turbine | https://en.wind-turbine-models.com/turbines/2061-b.ventus-250-kw | 1 | 250 | 2.5 | 9 | 42.5 m | 3 | 28 m | 32
Balfour Beatty Power VAWT magic mushroom - 28,00 kW - Wind turbine | https://en.wind-turbine-models.com/turbines/2324-balfour-beatty-power-vawt-magic-mushroom | 1 | 28 |  |  | 6.0 m | 5 | 15 m
Baltic 99 kW - 99,00 kW - Wind turbine | https://en.wind-turbine-models.com/turbines/2165-baltic-99-kw | 1 | 99 | 3 | 13 | 19.0 m | 3 | 24 / 32 / 40 m | 20
Beck Ballum Smedemester 22kW - 22,00 kW - Wind turbine | https://en.wind-turbine-models.com/turbines/658-beck-ballum-smedemester-22kw | 1 | 22 |  |  | 10.0 m | 3 | 18.5 m
Bergey BWC Excel 10 - 10,00 kW - Wind turbine | https://en.wind-turbine-models.com/turbines/501-bergey-bwc-excel-10 | 1 | 10 | 3.4 | 15.6 | 7.0 m | 3 | 30 m | 60
BestWatt BW10 - 10,00 kW - Wind turbine | https://en.wind-turbine-models.com/turbines/2490-bestwatt-bw10 | 1 | 10 | 3 |  | 10.0 m | 3 | 15/29/25 m | 25
BestWatt BW45 - 45,00 kW - Wind turbine | https://en.wind-turbine-models.com/turbines/2491-bestwatt-bw45 | 1 | 45 | 3.5 |  | 15.9 m | 3 | 15/20/25/30/40 m | 25
BestWatt BW80 - 80,00 kW - Wind turbine | https://en.wind-turbine-models.com/turbines/2492-bestwatt-bw80 | 1 | 80 | 3.5 |  | 15.9 m | 3 | 15/20/25/30/40 m | 25
Blue Max Blue Max - 50,00 kW - Wind turbine | https://en.wind-turbine-models.com/turbines/502-blue-max-blue-max | 1 | 50
Blue Power BlueOne 1kW - 1,00 kW - Wind turbine | https://en.wind-turbine-models.com/turbines/2319-blue-power-blueone-1kw | 1 | 1 | 3 |  | 1.1 m | 5 | site specific m
BÖWE W112 - 10,00 kW - Wind turbine | https://en.wind-turbine-models.com/turbines/1444-boewe-w112 | 1 | 10 | 4 | 8 | 12.0 m | 1 | 11 m
boneyards boneyards - Wind turbine | https://en.wind-turbine-models.com/turbines/781-boneyards-boneyards | 1 |  | 1 |  | 1.0 m | 1 | 1 m
Bonus B19/120 - 120,00 kW - Wind turbine | https://en.wind-turbine-models.com/turbines/592-bonus-b19-120 | 1 | 120 |  |  | 19.4 m | 3
Bonus B23/150 Gittermast - 150,00 kW - Wind turbine | https://en.wind-turbine-models.com/turbines/189-bonus-b23-150-gittermast | 1 | 150 | 3.5 | 12.5 | 23.0 m | 3 | 30/40 m | 25
Bonus B23/150 Konisk Rørtårn - 150,00 kW - Wind turbine | https://en.wind-turbine-models.com/turbines/190-bonus-b23-150-konisk-r-rt-rn | 1 | 150 |  |  | 23.8 m | 3 | 30.0 m
Bonus B23/150 Nacelle - 150,00 kW - Wind turbine | https://en.wind-turbine-models.com/turbines/187-bonus-b23-150-nacelle | 1 | 150 | 4 | 14 | 23.8 m |  | 23 m | 28
Bonus B23/150 Trebenet - 150,00 kW - Wind turbine | https://en.wind-turbine-models.com/turbines/188-bonus-b23-150-trebenet | 1 | 150 |  |  | 23.8 m | 3 | 24.5 m
Bonus 95 - 95,00 kW - Wind turbine | https://en.wind-turbine-models.com/turbines/987-bonus-95 | 1 | 95 |  |  | 18.0 m | 3
Bonus 150 - 150,00 kW - Wind turbine | https://en.wind-turbine-models.com/turbines/47-bonus-150 | 1 | 150 |  |  | 23.0 m | 3
Bornay Wind 13+ - 1,50 kW - Wind turbine | https://en.wind-turbine-models.com/turbines/2146-bornay-wind-13 | 1 | 1.5 | 3 | 12 | 2.9 m | 2 | site specific m | 60
Bornay Wind 25.2+ - 3,00 kW - Wind turbine | https://en.wind-turbine-models.com/turbines/2147-bornay-wind-25.2 | 1 | 3 | 3 | 12 | 4.1 m | 2 | site specific m | 60
Bornay Wind 25.3+ - 5,00 kW - Wind turbine | https://en.wind-turbine-models.com/turbines/2148-bornay-wind-25.3 | 1 | 5 | 3 | 12 | 4.1 m | 3 | site specific m | 60
Bosted KE 18/4 EH - 18,00 kW - Wind turbine | https://en.wind-turbine-models.com/turbines/170-bosted-ke-18-4-eh | 1 | 18 |  |  | 11.0 m | 3 | 20.0 m
Bouma 20/11 - 20,00 kW - Wind turbine | https://en.wind-turbine-models.com/turbines/1125-bouma-20-11 | 1 | 20 | 5 |  | 11.0 m | 3 | 16.0 m | 18
Bouma 75/16 - 75,00 kW - Wind turbine | https://en.wind-turbine-models.com/turbines/1126-bouma-75-16 | 1 | 75 | 5 |  | 16.0 m | 3 | 20.0 m | 20
Bouma 160/20 - 160,00 kW - Wind turbine | https://en.wind-turbine-models.com/turbines/325-bouma-160-20 | 1 | 160 |  |  | 20.0 m | 3 | 24.0 m
Braun Windturbinen ANTARIS 2.5kW - 2,70 kW - Wind turbine | https://en.wind-turbine-models.com/turbines/1944-braun-windturbinen-antaris-2.5kw | 1 | 2.7 | 2 | 12 | 3.0 m | 3 | site specific m | 15
Braun Windturbinen ANTARIS 3.5kW - 3,70 kW - Wind turbine | https://en.wind-turbine-models.com/turbines/1945-braun-windturbinen-antaris-3.5kw | 1 | 3.7 | 2 | 12 | 3.5 m | 3 | site specific m | 15
Braun Windturbinen ANTARIS 5.5kW - 6,00 kW - Wind turbine | https://en.wind-turbine-models.com/turbines/1946-braun-windturbinen-antaris-5.5kw | 1 | 6 | 2 | 12 | 4.0 m | 3 | site specific m | 15
Braun Windturbinen ANTARIS 7.5kW - 7,50 kW - Wind turbine | https://en.wind-turbine-models.com/turbines/1947-braun-windturbinen-antaris-7.5kw | 1 | 7.5 | 2 | 12 | 5.3 m | 3 | site specific m | 15
Braun Windturbinen ANTARIS 10.0kW - 10,50 kW - Wind turbine | https://en.wind-turbine-models.com/turbines/1948-braun-windturbinen-antaris-10.0kw | 1 | 10.5 | 2 | 12 | 6.5 m | 3 | site specific m | 15
Braun Windturbinen ANTARIS 12.0kW - 12,00 kW - Wind turbine | https://en.wind-turbine-models.com/turbines/2149-braun-windturbinen-antaris-12.0kw | 1 | 12 | 2.5 | 12 | 5.8 m | 3 | 7 - 30 m | 15
British Enfield Co. Andreau Enfield - 100,00 kW - Wind turbine | https://en.wind-turbine-models.com/turbines/1279-british-enfield-co.-andreau-enfield | 1 | 100 | 3 | 13.5 | 24.4 m | 2 | 30.0 m | 29
Britwind H15 Class II - 15,00 kW - Wind turbine | https://en.wind-turbine-models.com/turbines/1694-britwind-h15-class-ii | 1 | 15 |  | 8.5 | 10.4 m | 3 | 18.5 m
Britwind H15 Class IV - 15,00 kW - Wind turbine | https://en.wind-turbine-models.com/turbines/1695-britwind-h15-class-iv | 1 | 15 |  | 6 | 13.1 m | 3 | 18 m
Britwind R9000 - 5,00 kW - Wind turbine | https://en.wind-turbine-models.com/turbines/1696-britwind-r9000 | 1 | 5 | 3 | 11.2 | 5.5 m | 3 | 10/ 12/ 15/18 m | 60
C&F CF 20 - 20,00 kW - Wind turbine | https://en.wind-turbine-models.com/turbines/304-c-f-cf-20 | 1 | 20 | 1.5 | 9 | 13.1 m | 3 | 20 m | 15
C&F CF 60 - 59,90 kW - Wind turbine | https://en.wind-turbine-models.com/turbines/1794-c-f-cf-60 | 1 | 59.9 | 3 | 9.5 | 25.4 m | 3 | 30/35 m | 25
C&F CF 75 - 75,00 kW - Wind turbine | https://en.wind-turbine-models.com/turbines/1796-c-f-cf-75 | 1 | 75 | 3 | 9.5 | 25.4 m | 3 | 30 m | 25
C&F CF 100 - 100,00 kW - Wind turbine | https://en.wind-turbine-models.com/turbines/1275-c-f-cf-100 | 1 | 100 | 2.2 | 9.5 | 25.4 m | 3 |  | 35
C&F CF 250 - 250,00 kW - Wind turbine | https://en.wind-turbine-models.com/turbines/1797-c-f-cf-250 | 1 | 250 | 3 | 9.5 | 35.0 m | 3 | 35/40/50 m | 25
Calorius type 37 - 3,50 kW - Wind turbine | https://en.wind-turbine-models.com/turbines/2166-calorius-type-37 | 1 | 3.5 |  | 11 | 5.0 m | 2 | 9 m
Cannon 26/250 - 250,00 kW - Wind turbine | https://en.wind-turbine-models.com/turbines/1352-cannon-26-250 | 1 | 250 | 4.8 |  | 26.0 m | 3 | 42.7 m | 28.9
Carter CWT 25 - 25,00 kW - Wind turbine | https://en.wind-turbine-models.com/turbines/503-carter-cwt-25 | 1 | 25 |  |  | 9.8 m | 2 | 24.5 m
CHAVA WIND Windleaf2500 VAWT - 25,00 kW - Wind turbine | https://en.wind-turbine-models.com/turbines/2132-chava-wind-windleaf2500-vawt | 1 | 25 | 3 | 11 | 9.6 m | 3 | 15.7 m | 18
Codan 150-30 - 150,00 kW - Wind turbine | https://en.wind-turbine-models.com/turbines/2167-codan-150-30 | 1 | 150 |  |  | 23.0 m | 3 | 30 m
Coemi 55/15 - 55,00 kW - Wind turbine | https://en.wind-turbine-models.com/turbines/1434-coemi-55-15 | 1 | 55 | 3 | 11 | 15.2 m | 3 | 18/30 m | 25
Concord AWG-10 - 10,00 kW - Wind turbine | https://en.wind-turbine-models.com/turbines/1710-concord-awg-10 | 1 | 10 | 2.5 | 8.6 | 10.0 m | 3 | 14 m | 17
Concord AWG-20 - 20,00 kW - Wind turbine | https://en.wind-turbine-models.com/turbines/1711-concord-awg-20 | 1 | 20 | 2.8 | 9 | 14.0 m | 3 | 16 m | 17.5
Concord AWG-30 - 30,00 kW - Wind turbine | https://en.wind-turbine-models.com/turbines/1712-concord-awg-30 | 1 | 30 | 2.9 | 9.2 | 17.0 m | 3 | 18 m | 18
CRIEL CT50-16 - 49,99 kW - Wind turbine | https://en.wind-turbine-models.com/turbines/1676-criel-ct50-16 | 1 | 50 | 3 | 9.7 | 17.5 m | 3 | 25.4 m | 25
CRIEL CT50-26 - 49,99 kW - Wind turbine | https://en.wind-turbine-models.com/turbines/1677-criel-ct50-26 | 1 | 50 | 3 | 7.5 | 25.6 m | 3 | 30/ 36/ 40 m | 25
CRIEL CT60-16 - 60,00 kW - Wind turbine | https://en.wind-turbine-models.com/turbines/1678-criel-ct60-16 | 1 | 60 | 2.7 | 9.9 | 16.0 m | 3 | 24 m | 25
CRIEL CT60-26 - 59,99 kW - Wind turbine | https://en.wind-turbine-models.com/turbines/1679-criel-ct60-26 | 1 | 60 | 3 | 8.5 | 25.6 m | 3 | 30/ 36/ 40 m | 25
CRIEL CT100-26 - 100,00 kW - Wind turbine | https://en.wind-turbine-models.com/turbines/1680-criel-ct100-26 | 1 | 100 | 3 | 11 | 25.6 m | 3 | 30/ 36/ 40 m | 25
CWEL C 30 / 250 KW - 250,00 kW - Wind turbine | https://en.wind-turbine-models.com/turbines/443-cwel-c-30-250-kw | 1 | 250 | 4 | 14.5 | 29.6 m | 3 | 50 m | 25
D.M. Heide 6-blade wind motor klapsejler - Wind turbine | https://en.wind-turbine-models.com/turbines/909-d.m.-heide-6-blade-wind-motor-klapsejler | 1 |  |  |  | 3.5 m | 6 | 8.5 m
Dan Force DK 22 - 150,00 kW - Wind turbine | https://en.wind-turbine-models.com/turbines/178-dan-force-dk-22 | 1 | 150 |  |  | 21.8 m | 3 | 26.0 m
Dana Turbine - 11,00 kW - Wind turbine | https://en.wind-turbine-models.com/turbines/1461-dana-turbine | 1 | 11 |  |  | 10.0 m | 3 | 10 m
Dana Holger Danske HD1 - 5,50 kW - Wind turbine | https://en.wind-turbine-models.com/turbines/1874-dana-holger-danske-hd1 | 1 | 5.5 | 3 | 10 | 5.0 m | 3 | 10 m | 17
Dana Holger Danske HD2 - 22,00 kW - Wind turbine | https://en.wind-turbine-models.com/turbines/1875-dana-holger-danske-hd2 | 1 | 22 |  |  | 10.0 m | 3
DWP D75/15 - 75,00 kW - Wind turbine | https://en.wind-turbine-models.com/turbines/1387-dwp-d75-15 | 1 | 75 | 4 | 18 | 15.3 m | 3 | 24 m | 30
DWP D90/19 - 90,00 kW - Wind turbine | https://en.wind-turbine-models.com/turbines/542-dwp-d90-19 | 1 | 90 | 4 |  | 19.0 m | 3 | 24.0 m | 30
DWP D110/19 - 110,00 kW - Wind turbine | https://en.wind-turbine-models.com/turbines/1388-dwp-d110-19 | 1 | 110 | 4 | 18 | 19.2 m | 3 | 24 m | 30
DWP D150/22 - 150,00 kW - Wind turbine | https://en.wind-turbine-models.com/turbines/543-dwp-d150-22 | 1 | 150 | 4 |  | 22.2 m | 3 | 24.0 m | 25
DWP D150/24 - 150,00 kW - Wind turbine | https://en.wind-turbine-models.com/turbines/544-dwp-d150-24 | 1 | 150 | 4 |  | 23.6 m | 3 | 24.0 m | 25
DWP D175/24 - 175,00 kW - Wind turbine | https://en.wind-turbine-models.com/turbines/545-dwp-d175-24 | 1 | 175 | 4 |  | 23.6 m | 3 | 24.0 m | 25
DWT Danish Wind Tech Windane 5 - 4,00 kW - Wind turbine | https://en.wind-turbine-models.com/turbines/1391-dwt-danish-wind-tech-windane-5 | 1 | 4 | 4.5 | 11.5 | 5.0 m | 2 | 12 m
DWT Danish Wind Tech Windane 9 - 15,00 kW - Wind turbine | https://en.wind-turbine-models.com/turbines/1368-dwt-danish-wind-tech-windane-9 | 1 | 15 | 4 | 17 | 9.0 m | 2 | 18.6 m | 25
DWT Danish Wind Tech Windane 10 - 18,50 kW - Wind turbine | https://en.wind-turbine-models.com/turbines/1390-dwt-danish-wind-tech-windane-10 | 1 | 18.5 | 4.5 | 14 | 9.6 m | 2 | 18.6 m
DWT Danish Wind Tech Windane 12 - 18,50 kW - Wind turbine | https://en.wind-turbine-models.com/turbines/1369-dwt-danish-wind-tech-windane-12 | 1 | 18.5 | 4.5 | 12.5 | 12.0 m | 2 | 18.6 m
Danish Wind Turbines 22 kW - 22,00 kW - Wind turbine | https://en.wind-turbine-models.com/turbines/1393-danish-wind-turbines-22-kw | 1 | 22 |  |  | 10.7 m | 3 | 12/18 m
Danish Wind Turbines 33 kW - 33,00 kW - Wind turbine | https://en.wind-turbine-models.com/turbines/1396-danish-wind-turbines-33-kw | 1 | 33 |  |  | 10.7 m | 3 | 12/18 m
Danish Wind Turbines 60 kW - 60,00 kW - Wind turbine | https://en.wind-turbine-models.com/turbines/1394-danish-wind-turbines-60-kw | 1 | 60 |  |  | 16.3 m | 3 | 18/24 m
Danish Wind Turbines 75 kW Lolland - 75,00 kW - Wind turbine | https://en.wind-turbine-models.com/turbines/314-danish-wind-turbines-75-kw-lolland | 1 | 75 |  |  | 15.3 m | 3 | 18/24 m
Danish Wind Turbines 100 kW - 100,00 kW - Wind turbine | https://en.wind-turbine-models.com/turbines/1395-danish-wind-turbines-100-kw | 1 | 100 |  |  | 20.6 m | 3 | 18/24 m
Danish Wind Turbines 120 kW - 120,00 kW - Wind turbine | https://en.wind-turbine-models.com/turbines/1397-danish-wind-turbines-120-kw | 1 | 120 |  |  | 20.6 m | 3 | 18/24 m
DANmark 11 - 22,00 kW - Wind turbine | https://en.wind-turbine-models.com/turbines/231-danmark-11 | 1 | 22 |  |  | 11.0 m | 3
DANmark 17 - 75,00 kW - Wind turbine | https://en.wind-turbine-models.com/turbines/232-danmark-17 | 1 | 75 |  |  | 17.0 m | 3 | 24.0 m
DANmark 27 - 150,00 kW - Wind turbine | https://en.wind-turbine-models.com/turbines/233-danmark-27 | 1 | 150 |  |  | 27.0 m
DANREGN Bonus 22 - 22,00 kW - Wind turbine | https://en.wind-turbine-models.com/turbines/2364-danregn-bonus-22 | 1 | 22 | 3 | 13 | 10.0 m | 3 | 18 / 24 m | 28
DANREGN Bonus 30 - 30,00 kW - Wind turbine | https://en.wind-turbine-models.com/turbines/185-danregn-bonus-30 | 1 | 30 | 4 | 18 | 11.0 m | 3 | 18.0 / 24 m | 25
DANREGN Bonus 55 - 55,00 kW - Wind turbine | https://en.wind-turbine-models.com/turbines/184-danregn-bonus-55 | 1 | 55 | 3 | 13 | 16.2 m | 3 | 24 m | 28
DANREGN Bonus 65 - 65,00 kW - Wind turbine | https://en.wind-turbine-models.com/turbines/591-danregn-bonus-65 | 1 | 65 | 3 | 13 | 15.2 m | 3 | 24 m | 28
DANREGN Bonus 95 - 95,00 kW - Wind turbine | https://en.wind-turbine-models.com/turbines/186-danregn-bonus-95 | 1 | 95 | 3 | 13 | 19.4 m | 3 | 24.5 m | 28
DANREGN Bonus 100 - 100,00 kW - Wind turbine | https://en.wind-turbine-models.com/turbines/2363-danregn-bonus-100 | 1 | 100 | 3 | 12 | 19.4 m | 3 | 24.5 m | 28
Dansk Vindkraft Indu GIROMIL DVI 15/2 - 15,00 kW - Wind turbine | https://en.wind-turbine-models.com/turbines/2365-dansk-vindkraft-indu-giromil-dvi-15-2 | 1 | 15 | 5 | 14 | 9.0 m | 3 | 9.95 m | 25
Danwin Danwin 23 - 180,00 kW - Wind turbine | https://en.wind-turbine-models.com/turbines/221-danwin-danwin-23 | 1 | 180 | 5 | 13 | 23.2 m | 3 | 30.0 m | 25
Danwin Danwin 23/160 - 160,00 kW - Wind turbine | https://en.wind-turbine-models.com/turbines/599-danwin-danwin-23-160 | 1 | 160 | 4 | 13 | 23.0 m | 3 | 22.5/23 m | 25
Danwin Danwin 24/150 - 150,00 kW - Wind turbine | https://en.wind-turbine-models.com/turbines/222-danwin-danwin-24-150 | 1 | 150 | 3 | 14 | 24.0 m | 3 | 30 m | 25
Danwin Danwin 24/180 - 180,00 kW - Wind turbine | https://en.wind-turbine-models.com/turbines/1470-danwin-danwin-24-180 | 1 | 180 | 4 | 12 | 24.0 m | 3 | 30 m | 25
Danwin Danwin 24/200 - 200,00 kW - Wind turbine | https://en.wind-turbine-models.com/turbines/223-danwin-danwin-24-200 | 1 | 200 | 4 |  | 24.0 m | 3 | 30 / 40 m | 25
Danwin Danwin 27/225 - 225,00 kW - Wind turbine | https://en.wind-turbine-models.com/turbines/1642-danwin-danwin-27-225 | 1 | 225 | 4 | 14 | 27.0 m | 3 | 30/39 m | 25
DeimosWind DT 2160 - 60,00 kW - Wind turbine | https://en.wind-turbine-models.com/turbines/705-deimoswind-dt-2160 | 1 | 60 | 3 | 8.5 | 21.5 m | 3 | 30-60 m | 25
DeimosWind DT 2169 - 60,00 kW - Wind turbine | https://en.wind-turbine-models.com/turbines/702-deimoswind-dt-2169 | 1 | 60 | 3.2 | 8.5 | 21.5 m | 3 | 30-60 m | 25
Delta Energy Delta 150 - 150,00 kW - Wind turbine | https://en.wind-turbine-models.com/turbines/1978-delta-energy-delta-150 | 1 | 150
Dencon 80/17 - 80,00 kW - Wind turbine | https://en.wind-turbine-models.com/turbines/2351-dencon-80-17 | 1 | 80 | 3 | 12 | 17.0 m | 3 | 23 m | 23
Dencon 95/17 - 95,00 kW - Wind turbine | https://en.wind-turbine-models.com/turbines/2350-dencon-95-17 | 1 | 95 | 3 | 12 | 17.0 m | 3 | 23 m | 23
Dencon Tornado 200/26 - 200,00 kW - Wind turbine | https://en.wind-turbine-models.com/turbines/1876-dencon-tornado-200-26 | 1 | 200 | 3 | 12 | 25.5 m | 3 | 31.5 m | 25
Dencon Tornado 250/26 - 250,00 kW - Wind turbine | https://en.wind-turbine-models.com/turbines/180-dencon-tornado-250-26 | 1 | 250 | 3 | 12 | 25.5 m | 3 | 31.5 m | 25
desconocido desconocido - Wind turbine | https://en.wind-turbine-models.com/turbines/974-desconocido-desconocido | 1
DFVLR DEBRA-25 - 100,00 kW - Wind turbine | https://en.wind-turbine-models.com/turbines/429-dfvlr-debra-25 | 1 | 100 |  |  | 25.0 m | 3 | 22 m
DIRECTTECH WINDTRACKER 20 - 20,00 kW - Wind turbine | https://en.wind-turbine-models.com/turbines/1407-directtech-windtracker-20 | 1 | 20 | 2 | 17 | 10.0 m | 6 | 10 m | 25
Dornier Darrieus/Savonius 5,5 kW - 5,50 kW - Wind turbine | https://en.wind-turbine-models.com/turbines/358-dornier-darrieus-savonius-5-5-kw | 1 | 5.5 | 3 |  | 5.5 m | 3 | 10.5 m
Dornier Darrieus 30 - 30,00 kW - Wind turbine | https://en.wind-turbine-models.com/turbines/954-dornier-darrieus-30 | 1 | 30 | 4 | 10.5 | 12.0 m | 3 | 18 m | 24
Dornier Darrieus 55 - 55,00 kW - Wind turbine | https://en.wind-turbine-models.com/turbines/93-dornier-darrieus-55 | 1 | 55 | 3 | 11.5 | 15.0 m | 2 | 25 m | 25
DR ZABER ZEFIR D7 - P5 - T10 - 5,00 kW - Wind turbine | https://en.wind-turbine-models.com/turbines/1153-dr-zaber-zefir-d7-p5-t10 | 1 | 5 | 3 | 8.8 | 7.0 m | 3 | 10/12 m | 18
DR ZABER ZEFIR D10 - P12 - T12 - 12,00 kW - Wind turbine | https://en.wind-turbine-models.com/turbines/1152-dr-zaber-zefir-d10-p12-t12 | 1 | 12 | 3 | 9 | 10.0 m | 3 | 12/15/18/25 m | 18
DR ZABER ZEFIR D14 - P30 - T15 - 30,00 kW - Wind turbine | https://en.wind-turbine-models.com/turbines/1151-dr-zaber-zefir-d14-p30-t15 | 1 | 30 | 3 | 9.4 | 14.0 m | 3 | 15/18/23 m | 18
DR ZABER ZEFIR D21 - P70 - T18 - 70,00 kW - Wind turbine | https://en.wind-turbine-models.com/turbines/1150-dr-zaber-zefir-d21-p70-t18 | 1 | 70 | 3 | 9.6 | 21.0 m | 3 | 18/25/30 m | 18
DS-wind DS-25 - 25,00 kW - Wind turbine | https://en.wind-turbine-models.com/turbines/2052-ds-wind-ds-25 | 1 | 25 | 2.5 | 10 | 11.7 m | 2 | 18 m | 25
Dutch Rainmaker AW 75 - Wind turbine | https://en.wind-turbine-models.com/turbines/648-dutch-rainmaker-aw-75 | 1 |  | 4 |  | 20.0 m | 3 | 24/36 m
Dynergy American Windshark 80 - 80,00 kW - Wind turbine | https://en.wind-turbine-models.com/turbines/511-dynergy-american-windshark-80 | 1 | 80 | 4.9 | 14.8 | 16.5 m | 2 | 16.2 m
EAZ Wind EAZ-Twelve - 15,00 kW - Wind turbine | https://en.wind-turbine-models.com/turbines/2044-eaz-wind-eaz-twelve | 1 | 15 | 2.5 | 8.5 | 12.0 m | 3 | 15 m | 20
EWP Eastern Wind Pow Sky Farm 50kW VAWT - 50,00 kW - Wind turbine | https://en.wind-turbine-models.com/turbines/2487-ewp-eastern-wind-pow-sky-farm-50kw-vawt | 1 | 50 | 4 |  | 5.0 m | 3 | 16.5 / site specific m | 40
EasyWind EasyWind 6.0 - 6,00 kW - Wind turbine | https://en.wind-turbine-models.com/turbines/725-easywind-easywind-6.0 | 1 | 6 | 3 | 10.6 | 6.0 m | 4 | 7/13/19 m | 60
EasyWind EasyWind 6.2 - 6,00 kW - Wind turbine | https://en.wind-turbine-models.com/turbines/2312-easywind-easywind-6.2 | 1 | 6 | 3 | 10.6 | 6.2 m | 4 | 7 / 13 / 19 m
EasyWind EasyWind 6.8 - 6,00 kW - Wind turbine | https://en.wind-turbine-models.com/turbines/2313-easywind-easywind-6.8 | 1 | 6 | 3 | 10.6 | 6.8 m | 4 | 7 / 13 / 19 m
ECLECTIC ENERGY D400 - 0,42 kW - Wind turbine | https://en.wind-turbine-models.com/turbines/2133-eclectic-energy-d400 | 1 | 0.4 | 2.5 | 14 | 1.1 m | 5 | site specific m
Ecoener 30kW - 30,00 kW - Wind turbine | https://en.wind-turbine-models.com/turbines/917-ecoener-30kw | 1 | 30 | 4.5 |  | 10.3 m | 3 | 12.4 m | 25
ecotècnia ECO 12/15 - 15,00 kW - Wind turbine | https://en.wind-turbine-models.com/turbines/1404-ecot-cnia-eco-12-15 | 1 | 15 | 3.5 | 9.5 | 12.0 m | 3 | 14 m | 30
ecotècnia ECO 12/30 - 30,00 kW - Wind turbine | https://en.wind-turbine-models.com/turbines/716-ecot-cnia-eco-12-30 | 1 | 30 | 4 | 13 | 12.0 m | 3 | 14 m | 25
ecotècnia ECO 20/150 - 150,00 kW - Wind turbine | https://en.wind-turbine-models.com/turbines/717-ecot-cnia-eco-20-150 | 1 | 150 | 4 | 14 | 20.0 m | 3 | 30 m | 25
ecotècnia ECO 28/225 - 225,00 kW - Wind turbine | https://en.wind-turbine-models.com/turbines/786-ecot-cnia-eco-28-225 | 1 | 225 | 4 | 13.5 | 28.0 m | 3 | 30 m | 25
Electria Wind Garbí 100/28 - 100,00 kW - Wind turbine | https://en.wind-turbine-models.com/turbines/798-electria-wind-garb-100-28 | 1 | 100 | 2.5 | 9 | 28.0 m | 3 | 35 m | 25
Electria Wind Garbí 150/28 - 150,00 kW - Wind turbine | https://en.wind-turbine-models.com/turbines/799-electria-wind-garb-150-28 | 1 | 150 | 2.5 | 10.4 | 28.0 m | 3 | 35 m | 20
Electria Wind Garbí 200/28 - 200,00 kW - Wind turbine | https://en.wind-turbine-models.com/turbines/800-electria-wind-garb-200-28 | 1 | 200 | 2.5 | 11 | 28.0 m | 3 | 35/40 m | 20
ELFIN ELFIN 750 - 10,00 kW - Wind turbine | https://en.wind-turbine-models.com/turbines/512-elfin-elfin-750 | 1 | 10 |  |  | 7.5 m | 3
ELSAM - Gedser Prototype - 200,00 kW - Wind turbine | https://en.wind-turbine-models.com/turbines/40-elsam-gedser-prototype | 1 | 200 | 5 | 15 | 24.0 m | 3 | 25.0 m
Elwinger Armschwinger - 5,00 kW - Wind turbine | https://en.wind-turbine-models.com/turbines/2326-elwinger-armschwinger | 1 | 5 |  |  | 8.0 m | 1 | 13.7 m
EWT DW 52-250 - 250,00 kW - Wind turbine | https://en.wind-turbine-models.com/turbines/1274-ewt-dw-52-250 | 1 | 250 | 2.5 | 8 | 52.0 m | 3 | 35/40/50/75 m | 25
EWT DW 54-250 - 250,00 kW - Wind turbine | https://en.wind-turbine-models.com/turbines/1538-ewt-dw-54-250 | 1 | 250 | 2.5 | 7.5 | 54.0 m | 3 | 35/40/50 m | 25
enair 30 PRO - 3,00 kW - Wind turbine | https://en.wind-turbine-models.com/turbines/1659-enair-30-pro | 1 | 3 | 1.8 | 11 | 3.8 m | 3 | Variable m | 60
enair 70 PRO - 5,50 kW - Wind turbine | https://en.wind-turbine-models.com/turbines/1660-enair-70-pro | 1 | 5.5 | 1.8 | 11 | 4.3 m | 3 | variable m | 60
enair 160 - 10,50 kW - Wind turbine | https://en.wind-turbine-models.com/turbines/1485-enair-160 | 1 | 10.5 | 2 | 25 | 6.1 m | 3 | 16/20/24 m
enair 200 - 20,00 kW - Wind turbine | https://en.wind-turbine-models.com/turbines/1661-enair-200 | 1 | 20 | 1.9 | 12 | 9.8 m | 3 | variable m | 30
enbreeze 15 kW - 15,00 kW - Wind turbine | https://en.wind-turbine-models.com/turbines/1701-enbreeze-15-kw | 1 | 15 | 2.5 | 8.3 | 11.5 m | 3 | 20.85 m
Endurance X-29 - 225,00 kW - Wind turbine | https://en.wind-turbine-models.com/turbines/1621-endurance-x-29 | 1 | 225 | 4 | 15 | 29.1 m | 3 | 30/40 m | 25
Endurance X-35 - 225,00 kW - Wind turbine | https://en.wind-turbine-models.com/turbines/1622-endurance-x-35 | 1 | 225 | 4 | 15 | 35.0 m | 3 | 30.5/40.2 m | 20
Endurance E-3120 - 50,00 kW - Wind turbine | https://en.wind-turbine-models.com/turbines/372-endurance-e-3120 | 1 | 50 | 3.5 | 10 | 19.2 m | 3 | 37/43 m | 25
Endurance E-4660 - 85,00 kW - Wind turbine | https://en.wind-turbine-models.com/turbines/1620-endurance-e-4660 | 1 | 85 | 4 | 15 | 23.5 m | 3 | 24.8/36.6 m | 25
Enercon E-10 - 30,00 kW - Wind turbine | https://en.wind-turbine-models.com/turbines/733-enercon-e-10 | 1 | 30 | 2 |  | 10.0 m | 3 |  | 35
Enercon E-12 - 30,00 kW - Wind turbine | https://en.wind-turbine-models.com/turbines/732-enercon-e-12 | 1 | 30 | 3 | 11 | 12.0 m | 3 | 24/30/34 m | 35
Enercon E-12/30 - 30,00 kW - Wind turbine | https://en.wind-turbine-models.com/turbines/2496-enercon-e-12-30 | 1 | 30 |  |  | 12.0 m | 3 | 28.5 m
Enercon E-15 - 55,00 kW - Wind turbine | https://en.wind-turbine-models.com/turbines/282-enercon-e-15 | 1 | 55 | 2.5 | 8.5 | 15.0 m | 3 | 18/22.5 m | 25
Enercon E-16 - 55,00 kW - Wind turbine | https://en.wind-turbine-models.com/turbines/605-enercon-e-16 | 1 | 55 | 3 | 12 | 16.2 m | 3 | 22.5/28.5 m | 25
Enercon E-17 - 80,00 kW - Wind turbine | https://en.wind-turbine-models.com/turbines/320-enercon-e-17 | 1 | 80 | 2.5 | 13 | 17.2 m | 3 | 28.5/30.5 m | 25
Enercon E-18 - 80,00 kW - Wind turbine | https://en.wind-turbine-models.com/turbines/353-enercon-e-18 | 1 | 80 | 2.5 | 12 | 18.0 m | 3 | 28.5/30.1/32.5/34.1/36.7 m | 25
Enercon E-18 Tripod - 80,00 kW - Wind turbine | https://en.wind-turbine-models.com/turbines/559-enercon-e-18-tripod | 1 | 80 | 2 | 12 | 18.0 m | 3 | 30.0 m | 35
Enercon E-20 - 100,00 kW - Wind turbine | https://en.wind-turbine-models.com/turbines/1873-enercon-e-20 | 1 | 100 | 2 |  | 20.0 m | 3 |  | 35
Enertech E 44A - 40,00 kW - Wind turbine | https://en.wind-turbine-models.com/turbines/514-enertech-e-44a | 1 | 40 | 5.4 | 13.4 | 13.0 m | 3 | 25/30/37/43 m | 22.4
Enertech E 1500 - 1,50 kW - Wind turbine | https://en.wind-turbine-models.com/turbines/515-enertech-e-1500 | 1 | 1.5 | 4 | 10 | 4.0 m | 3 |  | 20
Enertech Thunderbird 4000 - 4,00 kW - Wind turbine | https://en.wind-turbine-models.com/turbines/516-enertech-thunderbird-4000 | 1 | 4 | 3.6 |  | 5.5 m | 3 | 18 m
Enerwings Albatros - 200,00 kW - Wind turbine | https://en.wind-turbine-models.com/turbines/2477-enerwings-albatros | 1 | 200 |  |  | 34.0 m | 3 | 50 m
ENESSERE S.r.l. Hercules - 3,40 kW - Wind turbine | https://en.wind-turbine-models.com/turbines/1757-enessere-s.r.l.-hercules | 1 | 3.4 | 2.5 |  | 3.8 m | 3 | 8.89 m | 20
ENESSERE S.r.l. Pegasus - 3,40 kW - Wind turbine | https://en.wind-turbine-models.com/turbines/1758-enessere-s.r.l.-pegasus | 1 | 3.4 | 2.5 |  | 3.8 m | 3 | 8.89 m | 20
Ennera Energy windera s - 3,20 kW - Wind turbine | https://en.wind-turbine-models.com/turbines/1432-ennera-energy-windera-s | 1 | 3.2 | 3 | 11 | 4.4 m | 3 | 12 m | 25
Eocycle EO20 - 20,00 kW - Wind turbine | https://en.wind-turbine-models.com/turbines/1640-eocycle-eo20 | 1 | 20 | 2.8 | 7.5 | 15.8 m | 3 | 17/24/30/36 m | 20
Eocycle EO25 - 25,00 kW - Wind turbine | https://en.wind-turbine-models.com/turbines/1641-eocycle-eo25 | 1 | 25 | 3.2 | 11 | 12.6 m | 3 | 18/ 24/ 30/ 36 m | 25
EolArt EOL-CK-60 - 60,00 kW - Wind turbine | https://en.wind-turbine-models.com/turbines/685-eolart-eol-ck-60 | 1 | 60 | 2 | 10 | 17.8 m | 3 | 24/36 m | 25
Eolica 2kW - 2,00 kW - Wind turbine | https://en.wind-turbine-models.com/turbines/1865-eolica-2kw | 1 | 2 |  |  |  | 3
EOLYS METRONOME 12 KW - 10,00 kW - Wind turbine | https://en.wind-turbine-models.com/turbines/1802-eolys-metronome-12-kw | 1 | 10 | 3 | 11.5 | 9.0 m | 3 | 11 / 18 m | 20
EOLYS METRONOME 55 - 52,00 kW - Wind turbine | https://en.wind-turbine-models.com/turbines/1803-eolys-metronome-55 | 1 | 52 |  |  | 16.4 m | 3 | 18 / 24 / 30 m
Eovent EVA120 H-Darrieus - 20,00 kW - Wind turbine | https://en.wind-turbine-models.com/turbines/1691-eovent-eva120-h-darrieus | 1 | 20 | 2.5 | 9.3 | 10.0 m | 3 | 23.5 m | 16
Ergowind EW 20 - 20,00 kW - Wind turbine | https://en.wind-turbine-models.com/turbines/1936-ergowind-ew-20 | 1 | 20 | 3 | 10 | 10.8 m | 3 | 20 m | 25
Ergowind KGE 20 KT1 - 20,00 kW - Wind turbine | https://en.wind-turbine-models.com/turbines/1104-ergowind-kge-20-kt1 | 1 | 20 | 3 | 11 | 10.8 m | 3 | 15/18 m | 20
Ergowind EW 50 - 50,00 kW - Wind turbine | https://en.wind-turbine-models.com/turbines/1937-ergowind-ew-50 | 1 | 50 | 3 | 10.5 | 16.0 m | 3 | 24 / 27 m | 25
Ergowind KGE 55 KT1v2 - 55,00 kW - Wind turbine | https://en.wind-turbine-models.com/turbines/1103-ergowind-kge-55-kt1v2 | 1 | 55 | 3 | 11 | 16.0 m | 3 | 20/24/30 m | 25
Ergowind EW 60 - 60,00 kW - Wind turbine | https://en.wind-turbine-models.com/turbines/1938-ergowind-ew-60 | 1 | 60 | 3 | 12 | 16.0 m | 3 | 24 / 27 m | 25
Erini 22kW - 22,00 kW - Wind turbine | https://en.wind-turbine-models.com/turbines/2171-erini-22kw | 1 | 22 |  |  | 13.6 m | 3 | 18 m
Energy Sciences ESI-54-S - 85,00 kW - Wind turbine | https://en.wind-turbine-models.com/turbines/518-energy-sciences-esi-54-s | 1 | 85 | 4 | 16.5 | 16.5 m | 2 | 24 m | 20
Energy Sciences ESI-80/200 - 200,00 kW - Wind turbine | https://en.wind-turbine-models.com/turbines/517-energy-sciences-esi-80-200 | 1 | 200 |  |  | 24.3 m | 2 | 24/43 m
ESPE FX EVO 16-20-40 - 19,80 kW - Wind turbine | https://en.wind-turbine-models.com/turbines/2483-espe-fx-evo-16-20-40 | 1 | 19.8 | 3 | 8 | 15.9 m | 3 | 40 m | 25
ESPE FX EVO 21-50 - 49,90 kW - Wind turbine | https://en.wind-turbine-models.com/turbines/2484-espe-fx-evo-21-50 | 1 | 49.9 | 2.5 | 8.5 | 20.7 m | 3 | 34.5 / site specific m | 25
ESPE FX EVO 23-60 - 59,90 kW - Wind turbine | https://en.wind-turbine-models.com/turbines/2485-espe-fx-evo-23-60 | 1 | 59.9 | 2.5 | 8.5 | 23.0 m | 3 | site specific / 34.5 m | 25
ESPE FX EVO 30B-100 - 99,80 kW - Wind turbine | https://en.wind-turbine-models.com/turbines/2482-espe-fx-evo-30b-100 | 1 | 99.8 | 2.5 | 10 | 30.0 m | 2 | 30 m | 25
ESPE FX EVO 32-60 - 60,00 kW - Wind turbine | https://en.wind-turbine-models.com/turbines/1530-espe-fx-evo-32-60 | 1 | 60 | 2 | 7 | 32.0 m | 3 | 33.5 m | 18
Evance ISKRA R9000 - 5,00 kW - Wind turbine | https://en.wind-turbine-models.com/turbines/2517-evance-iskra-r9000 | 1 | 5 | 2.5 | 12 | 5.4 m | 3 | 9 / 12 / 15 m | 60
Evoco 10kW - 9,60 kW - Wind turbine | https://en.wind-turbine-models.com/turbines/1606-evoco-10kw | 1 | 9.6 | 2.5 | 11 | 9.7 m | 3 | 12/15 m | 59.5
F.L.Smidth 2 vingers - 60,00 kW - Wind turbine | https://en.wind-turbine-models.com/turbines/236-f.l.smidth-2-vingers | 1 | 60
F.L.Smidth 3 vingers - 60,00 kW - Wind turbine | https://en.wind-turbine-models.com/turbines/235-f.l.smidth-3-vingers | 1 | 60 |  |  | 24.0 m | 3 | 30 m
Fayette Windway 34-75 IIS - 75,00 kW - Wind turbine | https://en.wind-turbine-models.com/turbines/521-fayette-windway-34-75-iis | 1 | 75 |  |  | 10.3 m | 3
FH Wiesbaden / ÜWG Trebur - 0,27 kW - Wind turbine | https://en.wind-turbine-models.com/turbines/927-fh-wiesbaden-uewg-trebur | 1 | 0.3 |  | 5 | 3.6 m | 24 | 12 m
Flower Turbines 3-Meter Model - 1,00 kW - Wind turbine | https://en.wind-turbine-models.com/turbines/2318-flower-turbines-3-meter-model | 1 | 1 |  |  | 1.0 m | 2 | site specific m
FloWind FloWind 17 - 142,00 kW - Wind turbine | https://en.wind-turbine-models.com/turbines/523-flowind-flowind-17 | 1 | 142 |  | 19.6 | 17.0 m | 2
FloWind FloWind 19 - 250,00 kW - Wind turbine | https://en.wind-turbine-models.com/turbines/522-flowind-flowind-19 | 1 | 250 | 5 | 17 | 19.2 m | 2 | 25 m
Fly-Tech ветротурбин 56-100 - 107,50 kW - Wind turbine | https://en.wind-turbine-models.com/turbines/140-fly-tech-56-100 | 1 | 107.5 | 5 | 13 | 17.0 m |  | 18 m | 22
Fortis Passaat 1.4 kW - 1,40 kW - Wind turbine | https://en.wind-turbine-models.com/turbines/2142-fortis-passaat-1.4-kw | 1 | 1.4 | 2.5 | 16 | 3.1 m | 3 | 12 / 18 / 24 m | 60
Fortis Montana 5 kW - 5,00 kW - Wind turbine | https://en.wind-turbine-models.com/turbines/2143-fortis-montana-5-kw | 1 | 5 | 2.5 | 17 | 5.0 m | 3 | 12 / 15 / 18 / 24 m | 60
Fortis Montana-Q 6 kW - 6,00 kW - Wind turbine | https://en.wind-turbine-models.com/turbines/2144-fortis-montana-q-6-kw | 1 | 6 | 2.5 | 12.5 | 5.3 m | 3 | 12 / 15 / 18 / 24 m | 60
Fortis Alize 10 kW - 10,00 kW - Wind turbine | https://en.wind-turbine-models.com/turbines/354-fortis-alize-10-kw | 1 | 10 | 4 | 12 | 7.0 m | 3 | 30.5 m | 25
Fr. Dahlgaard Vindrosemotorer - Wind turbine | https://en.wind-turbine-models.com/turbines/1527-fr.-dahlgaard-vindrosemotorer | 1 |  |  |  | 7.0 m | 24
Fuhrländer FL 20 - 20,00 kW - Wind turbine | https://en.wind-turbine-models.com/turbines/277-fuhrlaender-fl-20 | 1 | 20 | 3 | 12 | 12.8 m | 3 | 19/25/28 m | 25
Fuhrländer FL 30 - 30,00 kW - Wind turbine | https://en.wind-turbine-models.com/turbines/278-fuhrlaender-fl-30 | 1 | 30 | 2.5 | 12 | 12.8 m | 3 | 18/24/27 m | 25
Fuhrländer FL 100 astOs - 100,00 kW - Wind turbine | https://en.wind-turbine-models.com/turbines/279-fuhrlaender-fl-100-astos | 1 | 100 | 2.5 | 13 | 21.0 m | 3 | 35/38 m | 25
Fuhrländer FL 250 - 250,00 kW - Wind turbine | https://en.wind-turbine-models.com/turbines/280-fuhrlaender-fl-250 | 1 | 250 | 2.5 | 15 | 29.5 m | 3 | 42/50 m | 25
Fuji - Subaru Subaru 15/40 - 40,00 kW - Wind turbine | https://en.wind-turbine-models.com/turbines/893-fuji-subaru-subaru-15-40 | 1 | 40 | 2 | 11 | 15.0 m | 3 | 21.0 m | 25
Fuji - Subaru Subaru 22/100 - 100,00 kW - Wind turbine | https://en.wind-turbine-models.com/turbines/894-fuji-subaru-subaru-22-100 | 1 | 100 | 2.5 | 13 | 22.0 m | 2 | 30 m | 25
FuturEnergy AirForce 10 - 10,00 kW - Wind turbine | https://en.wind-turbine-models.com/turbines/1743-futurenergy-airforce-10 | 1 | 10 |  |  | 8.0 m | 3 | 12/ 15/ 18/ 20 m
Gaelico GA/WM-14S - 55,00 kW - Wind turbine | https://en.wind-turbine-models.com/turbines/2375-gaelico-ga-wm-14s | 1 | 55 | 4.5 | 11.5 | 14.5 m | 3 | 18 m | 25
Gaia 133-11kW lattice tower - 11,00 kW - Wind turbine | https://en.wind-turbine-models.com/turbines/245-gaia-133-11kw-lattice-tower | 1 | 11 | 3.5 | 7.5 | 13.0 m | 2 | 15/18 m | 25
Gaia 133-11kW tubular tower - 11,00 kW - Wind turbine | https://en.wind-turbine-models.com/turbines/719-gaia-133-11kw-tubular-tower | 1 | 11 | 3.5 | 7.5 | 13.0 m | 2 | 18/27 m | 25
GeneMic Revo 36-220 - 220,00 kW - Wind turbine | https://en.wind-turbine-models.com/turbines/2287-genemic-revo-36-220 | 1 | 220 | 3 | 9.7 | 36.0 m | 3 | 32 / 45 / 55 m | 25
Genvind GV20 - 20,00 kW - Wind turbine | https://en.wind-turbine-models.com/turbines/195-genvind-gv20 | 1 | 20 |  |  | 12.6 m | 3 | 20.0 m
Genvind GV20-2 - 15,00 kW - Wind turbine | https://en.wind-turbine-models.com/turbines/696-genvind-gv20-2 | 1 | 15 |  |  | 12.6 m | 3 | 18.2 m
GET Danwin 225/27 - 225,00 kW - Wind turbine | https://en.wind-turbine-models.com/turbines/682-get-danwin-225-27 | 1 | 225 | 4 | 14 | 27.0 m | 3 | 30/39 m | 25
GET Danwin 225/29 - 225,00 kW - Wind turbine | https://en.wind-turbine-models.com/turbines/409-get-danwin-225-29 | 1 | 225 | 4 | 16 | 29.0 m | 3 | 30/40 m | 25
GMB CirculAIR - 10,00 kW - Wind turbine | https://en.wind-turbine-models.com/turbines/2450-gmb-circulair | 1 | 10 | 3.5 | 11 | 7.1 m | 3 | site specific / 30 m | 25
Gödecke AeroCraft 1002H - 1,00 kW - Wind turbine | https://en.wind-turbine-models.com/turbines/1347-goedecke-aerocraft-1002h | 1 | 1 | 3 | 9 | 2.4 m | 3 | 1.75 m | 40
Goslich GT 10 - 10,00 kW - Wind turbine | https://en.wind-turbine-models.com/turbines/1445-goslich-gt-10 | 1 | 10 | 3 | 8 | 10.5 m | 2 | 9 m | 25
Green Power sarl Yonval GP40 - old model - 36,00 kW - Wind turbine | https://en.wind-turbine-models.com/turbines/305-green-power-sarl-yonval-gp40-old-model | 1 | 36 | 3.4 | 12 | 11.5 m | 3 | 30 m | 25
Green Power sarl GP Yonval 40-16 - 40,00 kW - Wind turbine | https://en.wind-turbine-models.com/turbines/1067-green-power-sarl-gp-yonval-40-16 | 1 | 40 | 3.5 | 11 | 16.0 m | 3 | 20/24/30 m | 24
Greenstorm GS 21 S - 60,00 kW - Wind turbine | https://en.wind-turbine-models.com/turbines/1675-greenstorm-gs-21-s | 1 | 60 | 3 | 8.8 | 22.3 m | 3 | 30/36 m | 25
Grumman Windstream 33 - 15,00 kW - Wind turbine | https://en.wind-turbine-models.com/turbines/524-grumman-windstream-33 | 1 | 15 |  |  | 10.0 m | 3
WEG AGW 100 - 95,00 kW - Wind turbine | https://en.wind-turbine-models.com/turbines/1698-weg-agw-100 | 1 | 95 | 3 | 12 | 24.4 m | 3 | 37 m | 25
Hanjin HJWT100 - 100,00 kW - Wind turbine | https://en.wind-turbine-models.com/turbines/1160-hanjin-hjwt100 | 1 | 100
Hannevind Vindkraft 11kW - 11,00 kW - Wind turbine | https://en.wind-turbine-models.com/turbines/1733-hannevind-vindkraft-11kw | 1 | 11 | 3 | 9 | 10.0 m | 3 | 21/27/33 m | 25
Hannevind Vindkraft 15kW - 15,00 kW - Wind turbine | https://en.wind-turbine-models.com/turbines/1734-hannevind-vindkraft-15kw | 1 | 15 | 3 | 9 | 11.0 m | 3 | 21/27/33 m | 25
Hannevind Vindkraft 22kW - 22,00 kW - Wind turbine | https://en.wind-turbine-models.com/turbines/1735-hannevind-vindkraft-22kw | 1 | 22 | 3 | 9 | 14.0 m | 3 | 24/30/36 m | 25
Hannevind Vindkraft 30kW - 30,00 kW - Wind turbine | https://en.wind-turbine-models.com/turbines/1736-hannevind-vindkraft-30kw | 1 | 30 | 3 | 9 | 14.0 m | 3 | 24/30/36 m | 25
Hannevind Vindkraft 5.5kW - 5,50 kW - Wind turbine | https://en.wind-turbine-models.com/turbines/1737-hannevind-vindkraft-5.5kw | 1 | 5.5 | 3 | 9 | 6.0 m | 3 | 15-33 m | 25
Svaneborg Stand Alone - 7,50 kW - Wind turbine | https://en.wind-turbine-models.com/turbines/855-svaneborg-stand-alone | 1 | 7.5 |  |  |  | 3
Harlingen ;-) Prototype - Wind turbine | https://en.wind-turbine-models.com/turbines/125-harlingen-prototype | 1
Haue Eco Sign / Vertical Axis Wind Turbine Generator - Wind turbine | https://en.wind-turbine-models.com/turbines/1023-haue-eco-sign-vertical-axis-wind-turbine-generator | 1
Hedan Model XS - 20,00 kW - Wind turbine | https://en.wind-turbine-models.com/turbines/525-hedan-model-xs | 1 | 20 |  |  | 11.0 m | 3
Hedan Model XT - 25,00 kW - Wind turbine | https://en.wind-turbine-models.com/turbines/526-hedan-model-xt | 1 | 25 |  |  | 13.4 m | 3
Heidelberg Motor GmbH HM20 - 20,00 kW - Wind turbine | https://en.wind-turbine-models.com/turbines/2009-heidelberg-motor-gmbh-hm20 | 1 | 20
Dove DOBA 4 - 70,00 kW - Wind turbine | https://en.wind-turbine-models.com/turbines/345-dove-doba-4 | 1 | 70 |  |  | 20.0 m |  | 22 m
Laverenz WKA - Wind turbine | https://en.wind-turbine-models.com/turbines/1646-laverenz-wka | 1 |  |  |  |  | 5
Henning Friis Jensen Mølle - 4,00 kW - Wind turbine | https://en.wind-turbine-models.com/turbines/1008-henning-friis-jensen-m-lle | 1 | 4
Henrik Stiesdal prototype - 15,00 kW - Wind turbine | https://en.wind-turbine-models.com/turbines/158-henrik-stiesdal-prototype | 1 | 15
Brümmer BW 100 - 8,50 kW - Wind turbine | https://en.wind-turbine-models.com/turbines/1571-bruemmer-bw-100 | 1 | 8.5 |  |  | 11.0 m | 3 | 9 m
Brümmer BW 120 - 11,00 kW - Wind turbine | https://en.wind-turbine-models.com/turbines/442-bruemmer-bw-120 | 1 | 11 |  | 8 | 13.0 m | 3 | 9.0 m
Brümmer BW 160 - 20,00 kW - Wind turbine | https://en.wind-turbine-models.com/turbines/1572-bruemmer-bw-160 | 1 | 20 |  |  | 17.0 m | 3 | 12 m
Brümmer BW 200 - 30,00 kW - Wind turbine | https://en.wind-turbine-models.com/turbines/1573-bruemmer-bw-200 | 1 | 30 |  |  | 22.0 m | 3 | 15 m
Hermann Claußen Tornado - 30,00 kW - Wind turbine | https://en.wind-turbine-models.com/turbines/922-hermann-claussen-tornado | 1 | 30 |  |  | 16.0 m | 3 | 25 m
Honnef Turbine 1 - 15,00 kW - Wind turbine | https://en.wind-turbine-models.com/turbines/146-honnef-turbine-1 | 1 | 15 |  |  | 9.0 m | 12 | 36.0 m
Heyde Windtechnik Heywind 2.5 - 2,50 kW - Wind turbine | https://en.wind-turbine-models.com/turbines/1949-heyde-windtechnik-heywind-2.5 | 1 | 2.5 | 2.5 | 11 | 3.0 m | 3 | site specific m
Heyde Windtechnik Heywind 3.5 - 3,50 kW - Wind turbine | https://en.wind-turbine-models.com/turbines/1950-heyde-windtechnik-heywind-3.5 | 1 | 3.5 | 2.5 | 11 | 3.5 m | 3 | site specific m
Heyde Windtechnik Heywind 5.0 - 5,00 kW - Wind turbine | https://en.wind-turbine-models.com/turbines/1951-heyde-windtechnik-heywind-5.0 | 1 | 5 | 2.5 | 11 | 4.4 m | 3 | site specific m
Hi-VAWT DS-3000W - 3,00 kW - Wind turbine | https://en.wind-turbine-models.com/turbines/1044-hi-vawt-ds-3000w | 1 | 3 | 3 | 12 | 4.0 m | 3 | 4.2 m | 15
Hibbeln Eigenbau - 30,00 kW - Wind turbine | https://en.wind-turbine-models.com/turbines/1559-hibbeln-eigenbau | 1 | 30 |  |  |  |  | 18 m
Holger Danske HD 1 - 5,50 kW - Wind turbine | https://en.wind-turbine-models.com/turbines/2366-holger-danske-hd-1 | 1 | 5.5 | 3 | 10 | 5.0 m | 3 | 10 m | 17
Holger Danske HD 2 - 22,00 kW - Wind turbine | https://en.wind-turbine-models.com/turbines/2367-holger-danske-hd-2 | 1 | 22 | 3 | 14 | 10.0 m | 3 | 10 m | 25
HSW Husumer Schiffs. HSW 30 - 30,00 kW - Wind turbine | https://en.wind-turbine-models.com/turbines/535-hsw-husumer-schiffs.-hsw-30 | 1 | 30 | 4.5 | 15 | 12.4 m | 2 | 14/22 m | 22
HSW Husumer Schiffs. HSW 200 - 210,00 kW - Wind turbine | https://en.wind-turbine-models.com/turbines/2325-hsw-husumer-schiffs.-hsw-200 | 1 | 210 | 3 | 14 | 25.0 m | 3 | 27.3 m | 23
HSW Husumer Schiffs. HSW 250 - 250,00 kW - Wind turbine | https://en.wind-turbine-models.com/turbines/1285-hsw-husumer-schiffs.-hsw-250 | 1 | 250 | 4 | 13 | 25.0 m | 3 | 28 m | 23
HSW Husumer Schiffs. HSW 250 T - 250,00 kW - Wind turbine | https://en.wind-turbine-models.com/turbines/265-hsw-husumer-schiffs.-hsw-250-t | 1 | 250 | 3.7 | 14 | 28.5 m | 3 | 28.5 / 50.0 m | 24
HSWind Viking 25 - 25,00 kW - Wind turbine | https://en.wind-turbine-models.com/turbines/360-hswind-viking-25 | 1 | 25 | 4 | 12 | 13.0 m | 3 | 18.0 m | 25
HVK Herborg HVK 5 - 5,00 kW - Wind turbine | https://en.wind-turbine-models.com/turbines/662-hvk-herborg-hvk-5 | 1 | 5 |  |  |  | 3
HVK Herborg HVK 5 - 5,00 kW - Wind turbine | https://en.wind-turbine-models.com/turbines/993-hvk-herborg-hvk-5 | 1 | 5
HVK Herborg HVK 15 - 15,00 kW - Wind turbine | https://en.wind-turbine-models.com/turbines/660-hvk-herborg-hvk-15 | 1 | 15 |  |  |  | 3
HVK Herborg Vestas HVK 30 - 30,00 kW - Wind turbine | https://en.wind-turbine-models.com/turbines/202-hvk-herborg-vestas-hvk-30 | 1 | 30 |  |  | 10.0 m | 3
HVK Herborg HVK 30 - 30,00 kW - Wind turbine | https://en.wind-turbine-models.com/turbines/661-hvk-herborg-hvk-30 | 1 | 30 |  |  |  | 3
HVK Herborg Vestas HVK 30 - 30,00 kW - Wind turbine | https://en.wind-turbine-models.com/turbines/706-hvk-herborg-vestas-hvk-30 | 1 | 30 |  |  | 10.0 m | 3 | 18 m
HVK Herborg HVK 37 - 37,00 kW - Wind turbine | https://en.wind-turbine-models.com/turbines/1422-hvk-herborg-hvk-37 | 1 | 37 | 4 | 16 | 13.0 m | 3 | 18 m | 25
HVK Herborg Vestas HVK 55 - 55,00 kW - Wind turbine | https://en.wind-turbine-models.com/turbines/203-hvk-herborg-vestas-hvk-55 | 1 | 55 |  |  | 15.6 m | 3 | 24.5 m
HVK Herborg HVK 55 - 55,00 kW - Wind turbine | https://en.wind-turbine-models.com/turbines/992-hvk-herborg-hvk-55 | 1 | 55 |  |  | 15.0 m | 3 | 20.0 m
HVK Herborg HVK 120 - 22,00 kW - Wind turbine | https://en.wind-turbine-models.com/turbines/1887-hvk-herborg-hvk-120 | 1 | 22 |  |  | 12.0 m | 3 | 15 m
IMPEC 60kW - 60,00 kW - Wind turbine | https://en.wind-turbine-models.com/turbines/1869-impec-60kw | 1 | 60 |  |  |  | 3
India Wind Power IWPL-29/250 - 250,00 kW - Wind turbine | https://en.wind-turbine-models.com/turbines/1096-india-wind-power-iwpl-29-250 | 1 | 250 | 3 | 15 | 29.7 m | 3 | 50 m | 25
I.R.D. 15kW - 15,00 kW - Wind turbine | https://en.wind-turbine-models.com/turbines/1046-i.r.d.-15kw | 1 | 15 | 4 | 11.5 | 7.9 m | 3 | 12.5 m | 30
I.R.D. 22kW - 22,00 kW - Wind turbine | https://en.wind-turbine-models.com/turbines/1048-i.r.d.-22kw | 1 | 22 | 4.5 | 12 | 10.2 m | 3 | 18.5 m | 25
I.R.D. 55kW - 55,00 kW - Wind turbine | https://en.wind-turbine-models.com/turbines/1047-i.r.d.-55kw | 1 | 55 | 4.5 | 15 | 14.5 m | 3 | 15 m | 25
Iskra AT5-1 - 5,00 kW - Wind turbine | https://en.wind-turbine-models.com/turbines/2053-iskra-at5-1 | 1 | 5 | 2.5 | 12 | 5.4 m | 3 | 9 / 12 / 15 m | 60
ITALIA HAWT Prototype - 10,00 kW - Wind turbine | https://en.wind-turbine-models.com/turbines/1811-italia-hawt-prototype | 1 | 10 |  |  | 15.0 m | 2 | 30 m
ITALIA VAWT Prototype - 15,00 kW - Wind turbine | https://en.wind-turbine-models.com/turbines/1812-italia-vawt-prototype | 1 | 15 |  |  | 12.0 m | 3 | 25 m
Jacobs Wind Electric 31-20 - 20,00 kW - Wind turbine | https://en.wind-turbine-models.com/turbines/537-jacobs-wind-electric-31-20 | 1 | 20 | 3.5 |  | 9.5 m | 3 | 24.5/48.5 m
James Howden HWP-60 - 60,00 kW - Wind turbine | https://en.wind-turbine-models.com/turbines/1385-james-howden-hwp-60 | 1 | 60 | 4.5 | 17 | 15.0 m | 3 | 20 m | 29
James Howden HWP-200 - 200,00 kW - Wind turbine | https://en.wind-turbine-models.com/turbines/1386-james-howden-hwp-200 | 1 | 200 | 5 | 13.5 | 22.0 m | 3 | 22 m | 25
Jernstøberi A/S 5-vinget Klapsejler - Wind turbine | https://en.wind-turbine-models.com/turbines/998-jernst-beri-a-s-5-vinget-klapsejler | 1
John Brown Costa Head turbine - 100,00 kW - Wind turbine | https://en.wind-turbine-models.com/turbines/2121-john-brown-costa-head-turbine | 1 | 100 |  |  | 15.5 m | 3 | 24 m
K.M. Vindmøller KM-T 103 - 11,00 kW - Wind turbine | https://en.wind-turbine-models.com/turbines/1007-k.m.-vindm-ller-km-t-103 | 1 | 11 |  |  | 10.0 m | 3
K.M. Vindmøller T202 Swinger - 11,00 kW - Wind turbine | https://en.wind-turbine-models.com/turbines/986-k.m.-vindm-ller-t202-swinger | 1 | 11 | 3 | 12 | 13.0 m | 2 | 18.3 m | 25
Kähler Maschinenbau KANO Rotor - 30,00 kW - Wind turbine | https://en.wind-turbine-models.com/turbines/251-kaehler-maschinenbau-kano-rotor | 1 | 30 | 3 | 13 | 13.0 m | 3 | 30.5 m | 22
Kaman 40 kW - 40,00 kW - Wind turbine | https://en.wind-turbine-models.com/turbines/520-kaman-40-kw | 1 | 40 |  | 9 | 19.5 m | 2 | 23 m
Kenetech KCS-56 - 100,00 kW - Wind turbine | https://en.wind-turbine-models.com/turbines/316-kenetech-kcs-56 | 1 | 100 | 5 | 13 | 17.0 m | 3 |  | 20
Kessler SPINWIND - 10,00 kW - Wind turbine | https://en.wind-turbine-models.com/turbines/1043-kessler-spinwind | 1 | 10 | 3 | 11.5 | 4.7 m | 3 | 9.7 m | 16
Kestrel Ltd. e300i - 1,00 kW - Wind turbine | https://en.wind-turbine-models.com/turbines/2046-kestrel-ltd.-e300i | 1 | 1 | 2.5 | 10.5 | 3.0 m | 3 | 12-18 m
Kestrel Ltd. e400nb - 3,50 kW - Wind turbine | https://en.wind-turbine-models.com/turbines/2045-kestrel-ltd.-e400nb | 1 | 3.5 | 3.3 | 11 | 4.0 m | 3 | 12-18 m | 70
Keuka Energy Rim Drive - Wind turbine | https://en.wind-turbine-models.com/turbines/1245-keuka-energy-rim-drive | 1 |  | 4 |  |  |  |  | 20
Kingspan Renewables KW6 - 6,10 kW - Wind turbine | https://en.wind-turbine-models.com/turbines/666-kingspan-renewables-kw6 | 1 | 6.1 | 3.5 |  | 5.6 m | 3 | 9/11.6/15/20 m
Kleinwind GmbH SCHACHNER WINDRAD SW1.5 - 1,50 kW - Wind turbine | https://en.wind-turbine-models.com/turbines/2155-kleinwind-gmbh-schachner-windrad-sw1.5 | 1 | 1.5 | 1.8 | 13 | 1.9 m | 5 | site specific m | 50
Kleinwind GmbH Schachner Windrad SW5 - 5,00 kW - Wind turbine | https://en.wind-turbine-models.com/turbines/2153-kleinwind-gmbh-schachner-windrad-sw5 | 1 | 5 | 2.5 | 11 | 5.6 m | 3 | 8 / 12 / 15 / 20 m | 25
Kleinwind GmbH Schachner Windrad SW10 - 10,00 kW - Wind turbine | https://en.wind-turbine-models.com/turbines/2154-kleinwind-gmbh-schachner-windrad-sw10 | 1 | 10 | 3 | 11 | 7.8 m | 3 | 10 / 12 / 15 m | 25
KLiUX Geo 1800 - 1,80 kW - Wind turbine | https://en.wind-turbine-models.com/turbines/2385-kliux-geo-1800 | 1 | 1.8 | 3.5 |  | 2.4 m | 9 | 6 / site specific m
KONČAR K104 - 2,50 kW - Wind turbine | https://en.wind-turbine-models.com/turbines/2384-kon-ar-k104 | 1 | 2.5 | 2.5 | 11.5 | 103.8 m | 3 | 80 m | 25
Kongsted Kongsted Møllen - fiberglass blades - 22,00 kW - Wind turbine | https://en.wind-turbine-models.com/turbines/199-kongsted-kongsted-m-llen-fiberglass-blades | 1 | 22 |  |  | 10.0 m | 3 | 18.0 m
Kongsted Kongsted Møllen - nacelle (fiberglass blades) - 22,00 kW - Wind turbine | https://en.wind-turbine-models.com/turbines/200-kongsted-kongsted-m-llen-nacelle-fiberglass-blades | 1 | 22 |  |  | 10.4 m | 3
Kongsted Kongsted Møllen - nacelle (wood blades) - 22,00 kW - Wind turbine | https://en.wind-turbine-models.com/turbines/198-kongsted-kongsted-m-llen-nacelle-wood-blades | 1 | 22 |  |  | 10.4 m | 3
Kongsted Kongsted Møllen - wood blades - 22,00 kW - Wind turbine | https://en.wind-turbine-models.com/turbines/197-kongsted-kongsted-m-llen-wood-blades | 1 | 22 |  |  | 10.4 m | 3 | 18.0 m
Kongsted Kongsted Møllen 18kW - 18,00 kW - Wind turbine | https://en.wind-turbine-models.com/turbines/1287-kongsted-kongsted-m-llen-18kw | 1 | 18 |  |  | 11.0 m | 3 | 19 m
Köster Adler / pumping station Arbshagen - Wind turbine | https://en.wind-turbine-models.com/turbines/841-koester-adler-pumping-station-arbshagen | 1 |  |  |  | 7.5 m | 6 | 14 m
Köster Adler / pumping station Kaiser Wilhelm Koog - Wind turbine | https://en.wind-turbine-models.com/turbines/906-koester-adler-pumping-station-kaiser-wilhelm-koog | 1
Köster Adler / pumping station Lobbe - Wind turbine | https://en.wind-turbine-models.com/turbines/1704-koester-adler-pumping-station-lobbe | 1 |  |  |  | 9.9 m | 30 | 14 m
Köster Adler / pumping station Usedom - Wind turbine | https://en.wind-turbine-models.com/turbines/1460-koester-adler-pumping-station-usedom | 1 |  |  |  | 8.5 m | 27
Köster Adler 25 - 165,00 kW - Wind turbine | https://en.wind-turbine-models.com/turbines/234-koester-adler-25 | 1 | 165 | 3.4 | 13.5 | 25.0 m | 3 | 22.7/32 m | 20
Krampitz KK - 18,00 kW - Wind turbine | https://en.wind-turbine-models.com/turbines/1442-krampitz-kk | 1 | 18 | 3 | 10 | 9.5 m | 18 | 9 m | 25
Kramsbjerg Møllen 10 kW - 10,00 kW - Wind turbine | https://en.wind-turbine-models.com/turbines/2174-kramsbjerg-m-llen-10-kw | 1 | 10 |  |  | 8.0 m | 3 | 12 / 18 m | 25
Krasnovsky WIME D-30 - 100,00 kW - Wind turbine | https://en.wind-turbine-models.com/turbines/1035-krasnovsky-wime-d-30 | 1 | 100 | 3 | 8 | 30.0 m | 3 | 25 m | 20
Krogmann 15-50 - 50,00 kW - Wind turbine | https://en.wind-turbine-models.com/turbines/324-krogmann-15-50 | 1 | 50 | 2.5 | 14 | 15.0 m | 3 | 30/37 m | 25
Kuriant KE 11K - 11,00 kW - Wind turbine | https://en.wind-turbine-models.com/turbines/680-kuriant-ke-11k | 1 | 11 | 4 |  | 10.0 m | 3 | 12/15/18 m | 25
Kuriant KE 15/4 - 15,00 kW - Wind turbine | https://en.wind-turbine-models.com/turbines/171-kuriant-ke-15-4 | 1 | 15 | 4 |  | 10.9 m | 3 | 12/15/18 m | 25
Kuriant KE 18/4EH - 18,00 kW - Wind turbine | https://en.wind-turbine-models.com/turbines/679-kuriant-ke-18-4eh | 1 | 18 | 3.5 | 23 | 10.9 m | 3 | 20 m | 25
KVA Vind KVA 6-10 - 10,00 kW - Wind turbine | https://en.wind-turbine-models.com/turbines/988-kva-vind-kva-6-10 | 1 | 10 | 3 | 10.5 | 7.1 m | 3 | 21.5 m | 25
KVA Vind KVA Vind 10-15 - 15,00 kW - Wind turbine | https://en.wind-turbine-models.com/turbines/1935-kva-vind-kva-vind-10-15 | 1 | 15 | 3 | 8.5 | 9.9 m | 3 |  | 25
Lagerwey LW 10/35 - 35,00 kW - Wind turbine | https://en.wind-turbine-models.com/turbines/407-lagerwey-lw-10-35 | 1 | 35 |  |  | 10.6 m | 3
Lagerwey LW 15/75 - 75,00 kW - Wind turbine | https://en.wind-turbine-models.com/turbines/117-lagerwey-lw-15-75 | 1 | 75 | 3 | 12 | 15.8 m | 2 | 24/31/36 m | 25
Lagerwey LW 18/80 - 80,00 kW - Wind turbine | https://en.wind-turbine-models.com/turbines/79-lagerwey-lw-18-80 | 1 | 80 | 2.8 | 14 | 18.0 m | 2 | 32/40/43/52 m | 30
Lagerwey LW 27/250 - 250,00 kW - Wind turbine | https://en.wind-turbine-models.com/turbines/378-lagerwey-lw-27-250 | 1 | 250 | 3 | 14 | 27.0 m | 2 | 36/40/50 m | 25
Lagerwey LW 30/250 - 250,00 kW - Wind turbine | https://en.wind-turbine-models.com/turbines/380-lagerwey-lw-30-250 | 1 | 250 | 3 | 13 | 30.0 m | 2 | 40/50 m | 25
Lahmann + Stampa HaWi 15 - 20,00 kW - Wind turbine | https://en.wind-turbine-models.com/turbines/726-lahmann-stampa-hawi-15 | 1 | 20 | 4 | 12 | 10.0 m | 3 | 20 m | 24
Leitwind LTW42 250 - 250,00 kW - Wind turbine | https://en.wind-turbine-models.com/turbines/1816-leitwind-ltw42-250 | 1 | 250 | 3 | 9 | 42.0 m | 3 | 29.47 m | 25
Lykkegaard 4-vingede klapsejler - Wind turbine | https://en.wind-turbine-models.com/turbines/1471-lykkegaard-4-vingede-klapsejler | 1
LMW 10/7 - 10,00 kW - Wind turbine | https://en.wind-turbine-models.com/turbines/2175-lmw-10-7 | 1 | 10 | 3.1 | 12 | 7.0 m | 3 | 18 - 40 m | 54
LuvSide Double-Helix 0.5 Marina - 0,50 kW - Wind turbine | https://en.wind-turbine-models.com/turbines/2521-luvside-double-helix-0.5-marina | 1 | 0.5 | 3 |  | 1.4 m | 4 | 1 m | 25
LuvSide LS Doppel Helix 1.0 - 1,00 kW - Wind turbine | https://en.wind-turbine-models.com/turbines/2522-luvside-ls-doppel-helix-1.0 | 1 | 1 | 4 | 15 | 1.4 m | 12 | 3 m
LuvSide LS Doppel Helix 1,5 - 1,50 kW - Wind turbine | https://en.wind-turbine-models.com/turbines/2518-luvside-ls-doppel-helix-1-5 | 1 | 1.5 | 3 | 15 | 1.4 m | 16 | 4 m | 23
LuvSide Helix 3.0 - 3,00 kW - Wind turbine | https://en.wind-turbine-models.com/turbines/2519-luvside-helix-3.0 | 1 | 3 | 4 | 16 | 2.2 m | 6 | 4.4 / 9 m | 20
LuvSide HuraKan 8.0 - 8,00 kW - Wind turbine | https://en.wind-turbine-models.com/turbines/2523-luvside-hurakan-8.0 | 1 | 8 | 3 | 11 | 6.0 m | 3 | 12 - 22 m
Made - Endesa AE-20 - 150,00 kW - Wind turbine | https://en.wind-turbine-models.com/turbines/973-made-endesa-ae-20 | 1 | 150 | 3 | 14 | 20.0 m | 3 | 21/28 m | 25
Made - Endesa AE-20 Prototype - 150,00 kW - Wind turbine | https://en.wind-turbine-models.com/turbines/586-made-endesa-ae-20-prototype | 1 | 150 | 3 | 14 | 20.0 m | 3 | 21 m | 25
Made - Endesa AE-23 - 180,00 kW - Wind turbine | https://en.wind-turbine-models.com/turbines/573-made-endesa-ae-23 | 1 | 180 | 3.5 | 14 | 23.0 m | 3 | 28 m | 28
Made - Endesa GESA-30 - 30,00 kW - Wind turbine | https://en.wind-turbine-models.com/turbines/960-made-endesa-gesa-30 | 1 | 30
Made - Endesa GESA-110 - 110,00 kW - Wind turbine | https://en.wind-turbine-models.com/turbines/959-made-endesa-gesa-110 | 1 | 110
MAN Aeroman div. - 11,00 kW - Wind turbine | https://en.wind-turbine-models.com/turbines/309-man-aeroman-div. | 1 | 11 | 3.5 | 8.5 | 11.0 m | 2 |  | 24
MAN Aeroman 11/11 - 11,00 kW - Wind turbine | https://en.wind-turbine-models.com/turbines/1412-man-aeroman-11-11 | 1 | 11 | 3.8 | 8.5 | 11.6 m | 2 | 10 m | 24
MAN Aeroman 11/20 - 20,00 kW - Wind turbine | https://en.wind-turbine-models.com/turbines/962-man-aeroman-11-20 | 1 | 20 |  |  | 11.0 m | 2
MAN Aeroman 12.5 - 40,00 kW - Wind turbine | https://en.wind-turbine-models.com/turbines/594-man-aeroman-12.5 | 1 | 40 | 3.5 | 11.2 | 12.5 m | 2 | 15.2 m | 26.8
MAN Aeroman 14.8 - 33,00 kW - Wind turbine | https://en.wind-turbine-models.com/turbines/692-man-aeroman-14.8 | 1 | 33 | 3.8 | 11 | 14.8 m | 2 | 15 / 16 / 22 / 23 / 31 / 32 m | 25
Marlec Rutland WG910 - 0,05 kW - Wind turbine | https://en.wind-turbine-models.com/turbines/1055-marlec-rutland-wg910 | 1 | 0.1 | 1.8 | 9.8 | 0.9 m | 6 | 11.5 m | 25
Hüllmann HS 10 S - 10,00 kW - Wind turbine | https://en.wind-turbine-models.com/turbines/1433-huellmann-hs-10-s | 1 | 10 | 3 | 12 | 9.0 m | 3 | 12 m
Hüllmann FHW 100 - 100,00 kW - Wind turbine | https://en.wind-turbine-models.com/turbines/828-huellmann-fhw-100 | 1 | 100 |  |  | 20.0 m | 3 | 24 m
MBB Messerschmitt Monopteros M20 - 25,00 kW - Wind turbine | https://en.wind-turbine-models.com/turbines/1581-mbb-messerschmitt-monopteros-m20 | 1 | 25 | 4.5 | 15 | 12.5 m | 1 | 15-18 m | 19
Micon M 55/11 - 55,00 kW - Wind turbine | https://en.wind-turbine-models.com/turbines/255-micon-m-55-11 | 1 | 55 | 4 | 15 | 16.0 m | 3 | 18 / 23 m | 25
Micon M 65/13/US - 65,00 kW - Wind turbine | https://en.wind-turbine-models.com/turbines/606-micon-m-65-13-us | 1 | 65 | 3.5 | 15 | 16.0 m | 3 | 25 m | 25
Micon 108 - 108,00 kW - Wind turbine | https://en.wind-turbine-models.com/turbines/562-micon-108 | 1 | 108 | 4 | 14 | 18.9 m | 3 | 23.8 m | 30
Micon 108 US - 108,00 kW - Wind turbine | https://en.wind-turbine-models.com/turbines/588-micon-108-us | 1 | 108 | 4 | 14 | 18.9 m | 3 | 24.4 m | 30
Micon M 300-55 - 55,00 kW - Wind turbine | https://en.wind-turbine-models.com/turbines/1304-micon-m-300-55 | 1 | 55 |  |  | 19.8 m | 3 | 30 m
Micon M 300-55 - 55,00 kW - Wind turbine | https://en.wind-turbine-models.com/turbines/1305-micon-m-300-55 | 1 | 55 |  |  | 19.8 m | 3 | 30 m
Micon M 450 - 200,00 kW - Wind turbine | https://en.wind-turbine-models.com/turbines/256-micon-m-450 | 1 | 200 | 5 |  | 24.0 m | 3 | 30 m | 25
Micon M 530 - 250,00 kW - Wind turbine | https://en.wind-turbine-models.com/turbines/257-micon-m-530 | 1 | 250 | 4 | 14.5 | 26.0 m | 3 | 30.0 m | 25
Micon M 530-175 - 175,00 kW - Wind turbine | https://en.wind-turbine-models.com/turbines/727-micon-m-530-175 | 1 | 175 | 4 | 16 | 26.0 m | 3 | 30 m | 26
Micon M 570-200 - 200,00 kW - Wind turbine | https://en.wind-turbine-models.com/turbines/528-micon-m-570-200 | 1 | 200 |  |  | 27.0 m | 3
Micon M 600/250 - 250,00 kW - Wind turbine | https://en.wind-turbine-models.com/turbines/1093-micon-m-600-250 | 1 | 250 | 3 | 16 | 27.8 m | 3 | 36 m | 25
Micon M 700-225 - 225,00 kW - Wind turbine | https://en.wind-turbine-models.com/turbines/377-micon-m-700-225 | 1 | 225 | 3 | 15 | 29.8 m | 3 | 30/36 m | 25
Micon M 750/250 - 250,00 kW - Wind turbine | https://en.wind-turbine-models.com/turbines/1092-micon-m-750-250 | 1 | 250 | 4 | 13 | 31.0 m | 3 | 36.0 m | 25
MIE wtg for research - 30,00 kW - Wind turbine | https://en.wind-turbine-models.com/turbines/2510-mie-wtg-for-research | 1 | 30 |  |  | 10.0 m | 3 | 13.4 m
Ecovent 15kW - 15,00 kW - Wind turbine | https://en.wind-turbine-models.com/turbines/918-ecovent-15kw | 1 | 15 | 2.5 | 10 | 8.4 m | 3 | 17.6 m | 25
Mitsubishi MWT-40 - 40,00 kW - Wind turbine | https://en.wind-turbine-models.com/turbines/899-mitsubishi-mwt-40 | 1 | 40
Mitsubishi MWT-250 - 250,00 kW - Wind turbine | https://en.wind-turbine-models.com/turbines/308-mitsubishi-mwt-250 | 1 | 250 | 4 | 13.2 | 25.0 m | 3 | 25/30 m | 24
ML Vindteknik Smedemester 150 kW - 150,00 kW - Wind turbine | https://en.wind-turbine-models.com/turbines/674-ml-vindteknik-smedemester-150-kw | 1 | 150 |  |  | 27.0 m | 3 | 30 m
MOWEA Camp - 0,33 kW - Wind turbine | https://en.wind-turbine-models.com/turbines/2059-mowea-camp | 1 | 0.3 | 3 | 10 | 1.5 m | 2 | site specific m
MOWEA Net - 0,33 kW - Wind turbine | https://en.wind-turbine-models.com/turbines/2060-mowea-net | 1 | 0.3 | 3 | 10 | 1.5 m | 2 | site specific m
Møllekilen Mølle - Wind turbine | https://en.wind-turbine-models.com/turbines/1526-m-llekilen-m-lle | 1
Mroz 16-55 - 55,00 kW - Wind turbine | https://en.wind-turbine-models.com/turbines/2290-mroz-16-55 | 1 | 55 |  |  | 16.0 m | 3 | 30 m
Mroz 16-75 - 75,00 kW - Wind turbine | https://en.wind-turbine-models.com/turbines/2291-mroz-16-75 | 1 | 75 |  |  | 16.0 m | 3 | 36 m
NASA MOD-0 NASA / Lockheed - 100,00 kW - Wind turbine | https://en.wind-turbine-models.com/turbines/98-nasa-mod-0-nasa-lockheed | 1 | 100 | 4.5 | 8 | 38.1 m | 2 | 30.5 m | 13.4
NASA MOD-0A Westinghouse - 200,00 kW - Wind turbine | https://en.wind-turbine-models.com/turbines/1366-nasa-mod-0a-westinghouse | 1 | 200 | 4.3 | 10 | 38.1 m | 2 | 30.5 m | 17.9
NPS Vortex 6000 - 6,00 kW - Wind turbine | https://en.wind-turbine-models.com/turbines/1053-nps-vortex-6000 | 1 | 6 | 3 | 12 | 4.6 m | 2 | 7.6 m | 25
NedWind NW 25/250 - 250,00 kW - Wind turbine | https://en.wind-turbine-models.com/turbines/619-nedwind-nw-25-250 | 1 | 250 |  |  | 25.5 m | 3 | 30 m
NEPC SRC 16.6-55 - 55,00 kW - Wind turbine | https://en.wind-turbine-models.com/turbines/459-nepc-src-16.6-55 | 1 | 55 | 2 | 11 | 16.6 m | 3 | 22/30 m | 25
NEPC SRC 29.8-200 - 200,00 kW - Wind turbine | https://en.wind-turbine-models.com/turbines/460-nepc-src-29.8-200 | 1 | 200 | 4 | 15 | 29.8 m | 3 | 30/36/46/50 m | 25
NEPC SRC 29.8-225 - 225,00 kW - Wind turbine | https://en.wind-turbine-models.com/turbines/461-nepc-src-29.8-225 | 1 | 225 | 4 | 14 | 29.8 m | 3 | 30/36/46/50 m | 25
NEPC SRC 31-250 - 250,00 kW - Wind turbine | https://en.wind-turbine-models.com/turbines/462-nepc-src-31-250 | 1 | 250 | 4 | 13 | 31.0 m | 3 | 30/36/46/50 m | 25
NEW NEW 250 - 25,00 kW - Wind turbine | https://en.wind-turbine-models.com/turbines/1977-new-new-250 | 1 | 25 | 3 | 13 | 13.0 m | 3 | 30.5 m | 22
Newinco 10 PI 20 - 20,00 kW - Wind turbine | https://en.wind-turbine-models.com/turbines/1127-newinco-10-pi-20 | 1 | 20 | 4 |  | 9.1 m | 3 |  | 25
Newinco 14 PI 50/65 - 65,00 kW - Wind turbine | https://en.wind-turbine-models.com/turbines/1129-newinco-14-pi-50-65 | 1 | 65 | 4 |  | 13.8 m | 3 |  | 25
Newinco 14 PS 50 - 50,00 kW - Wind turbine | https://en.wind-turbine-models.com/turbines/1128-newinco-14-ps-50 | 1 | 50 | 4 |  | 13.8 m | 3 |  | 25
Newinco 17 PS 85 - 85,00 kW - Wind turbine | https://en.wind-turbine-models.com/turbines/1130-newinco-17-ps-85 | 1 | 85 | 4 |  | 17.0 m | 3 |  | 25
Newinco 17 PI 85/100 - 100,00 kW - Wind turbine | https://en.wind-turbine-models.com/turbines/1131-newinco-17-pi-85-100 | 1 | 100 | 4 |  | 17.0 m | 3 |  | 25
Newinco 19 PI 100 - 100,00 kW - Wind turbine | https://en.wind-turbine-models.com/turbines/332-newinco-19-pi-100 | 1 | 100 |  |  | 19.0 m | 3
Newinco 23 PI 200/250 - 250,00 kW - Wind turbine | https://en.wind-turbine-models.com/turbines/613-newinco-23-pi-200-250 | 1 | 250 | 4 |  | 23.1 m | 3 | 30.0 m | 25
Newinco 25 PI 250 - 250,00 kW - Wind turbine | https://en.wind-turbine-models.com/turbines/331-newinco-25-pi-250 | 1 | 250 | 4 | 14 | 25.0 m | 3 | 29.0 m | 25
Newinco 25 PI 250 small tower - 250,00 kW - Wind turbine | https://en.wind-turbine-models.com/turbines/333-newinco-25-pi-250-small-tower | 1 | 250 | 4 | 14 | 25.0 m | 3 |  | 25
Niehaus Pegasus - 30,00 kW - Wind turbine | https://en.wind-turbine-models.com/turbines/2296-niehaus-pegasus | 1 | 30
Nikko KAZE-NAGASU-KUJIRA - 10,00 kW - Wind turbine | https://en.wind-turbine-models.com/turbines/2509-nikko-kaze-nagasu-kujira | 1 | 10 | 2.5 | 10 | 7.0 m | 3 | 11 m | 20
Nordex N17 - 65,00 kW - Wind turbine | https://en.wind-turbine-models.com/turbines/422-nordex-n17 | 1 | 65 |  |  | 17.0 m | 3 | 24 m
Nordex N26 - 225,00 kW - Wind turbine | https://en.wind-turbine-models.com/turbines/671-nordex-n26 | 1 | 225 |  |  | 26.0 m | 3
Nordex N27/150 - 150,00 kW - Wind turbine | https://en.wind-turbine-models.com/turbines/24-nordex-n27-150 | 1 | 150 | 3 | 15.5 | 27.0 m | 3 | 30/36/40/50 m | 25
Nordex N27/250 - 250,00 kW - Wind turbine | https://en.wind-turbine-models.com/turbines/1089-nordex-n27-250 | 1 | 250 | 3 | 15.5 | 27.0 m | 3 | 30/36/41.5/50 m | 25
Nordex N29 - 250,00 kW - Wind turbine | https://en.wind-turbine-models.com/turbines/56-nordex-n29 | 1 | 250 | 3 | 15 | 29.7 m | 3 | 36/40/50 m | 25
Nordic Folkecenter Mølle - Wind turbine | https://en.wind-turbine-models.com/turbines/1022-nordic-folkecenter-m-lle | 1
Nordic Folkecenter Nacelle - Wind turbine | https://en.wind-turbine-models.com/turbines/1027-nordic-folkecenter-nacelle | 1
Nordic Folkecenter Folkecenter 13 - 13,00 kW - Wind turbine | https://en.wind-turbine-models.com/turbines/250-nordic-folkecenter-folkecenter-13 | 1 | 13 |  |  | 8.5 m | 3
Nordic Folkecenter Hanstholm HM17-75 - 75,00 kW - Wind turbine | https://en.wind-turbine-models.com/turbines/675-nordic-folkecenter-hanstholm-hm17-75 | 1 | 75 |  |  | 17.5 m | 3 | 22 m
Nordic Folkecenter Forsørgsmølle 22 - 22,00 kW - Wind turbine | https://en.wind-turbine-models.com/turbines/249-nordic-folkecenter-fors-rgsm-lle-22 | 1 | 22
Nordic Folkecenter 150 kW - 150,00 kW - Wind turbine | https://en.wind-turbine-models.com/turbines/373-nordic-folkecenter-150-kw | 1 | 150
Nordic Folkecenter 150 kW Nacelle - 150,00 kW - Wind turbine | https://en.wind-turbine-models.com/turbines/374-nordic-folkecenter-150-kw-nacelle | 1 | 150
Nordtank NTK 10 - 10,00 kW - Wind turbine | https://en.wind-turbine-models.com/turbines/1376-nordtank-ntk-10 | 1 | 10 |  |  | 6.0 m | 3
Nordtank NTK 10 Prototyp - 10,00 kW - Wind turbine | https://en.wind-turbine-models.com/turbines/167-nordtank-ntk-10-prototyp | 1 | 10 |  |  | 6.0 m | 3
Nordtank NTK 22 - 22,00 kW - Wind turbine | https://en.wind-turbine-models.com/turbines/164-nordtank-ntk-22 | 1 | 22 |  |  | 11.0 m | 3 | 18.0 m
Nordtank NTK 30 - 30,00 kW - Wind turbine | https://en.wind-turbine-models.com/turbines/1354-nordtank-ntk-30 | 1 | 30 |  |  | 11.0 m | 3
Nordtank NTK 45 - 45,00 kW - Wind turbine | https://en.wind-turbine-models.com/turbines/165-nordtank-ntk-45 | 1 | 45 | 3.7 | 17 | 15.7 m | 3 | 22.7 / 24.0 m | 25
Nordtank NTK 55 - 55,00 kW - Wind turbine | https://en.wind-turbine-models.com/turbines/162-nordtank-ntk-55 | 1 | 55 |  |  | 18.0 m | 3 | 20.5 m
Nordtank NTK 65 - 65,00 kW - Wind turbine | https://en.wind-turbine-models.com/turbines/564-nordtank-ntk-65 | 1 | 65 | 3.6 | 13.5 | 16.5 m | 3 | 24 m | 25
Nordtank NTK 99 - 99,00 kW - Wind turbine | https://en.wind-turbine-models.com/turbines/163-nordtank-ntk-99 | 1 | 99 | 4 | 13 | 20.5 m | 3 | 24/28 m | 27
Nordtank NTK 130 - 130,00 kW - Wind turbine | https://en.wind-turbine-models.com/turbines/161-nordtank-ntk-130 | 1 | 130 | 3.5 | 13.5 | 20.5 m | 3 | 24.5/27 m | 25
Nordtank NTK 150 - 150,00 kW - Wind turbine | https://en.wind-turbine-models.com/turbines/166-nordtank-ntk-150 | 1 | 150 | 4 | 13.5 | 24.6 m | 3 | 32.5 m | 25
Nordtank NTK 160 - 160,00 kW - Wind turbine | https://en.wind-turbine-models.com/turbines/1425-nordtank-ntk-160 | 1 | 160 | 4 | 14 | 24.6 m | 3 | 32.5 m | 25
Nordtank NTK 200 - 200,00 kW - Wind turbine | https://en.wind-turbine-models.com/turbines/1355-nordtank-ntk-200 | 1 | 200 | 4 | 12.5 | 28.0 m | 3 | 30 m | 25
Nordwind GmbH Model 100/15 - 18,00 kW - Wind turbine | https://en.wind-turbine-models.com/turbines/1411-nordwind-gmbh-model-100-15 | 1 | 18 | 3 | 15 | 15.0 m | 3 | 20 m
NORTHEL 20 - 20,00 kW - Wind turbine | https://en.wind-turbine-models.com/turbines/1344-northel-20 | 1 | 20 | 2.8 | 14 | 9.6 m | 3 | 15/20/20 m | 25
NORTHEL 50 - 50,00 kW - Wind turbine | https://en.wind-turbine-models.com/turbines/1343-northel-50 | 1 | 50 | 2.7 | 14 | 15.2 m | 3 | 20/25 m | 25
NORTHEL 100 - 100,00 kW - Wind turbine | https://en.wind-turbine-models.com/turbines/1342-northel-100 | 1 | 100 | 2.8 | 14 | 18.0 m | 3 | 20/25/30 m | 25
NORTHEL 150 - 150,00 kW - Wind turbine | https://en.wind-turbine-models.com/turbines/1341-northel-150 | 1 | 150 | 2.7 | 14 | 20.0 m | 3 | 25/30/35 m | 25
NORTHEL 250 - 250,00 kW - Wind turbine | https://en.wind-turbine-models.com/turbines/1340-northel-250 | 1 | 250 | 2.9 | 14 | 30.0 m | 3 | 30/35/40 m | 25
NPS Northern Power NPS 60-24 - 60,00 kW - Wind turbine | https://en.wind-turbine-models.com/turbines/1270-nps-northern-power-nps-60-24 | 1 | 60 | 3 | 11 | 24.4 m | 3 | 23/29/37 m | 25
NPS Northern Power NPS 100C-21 - 100,00 kW - Wind turbine | https://en.wind-turbine-models.com/turbines/1269-nps-northern-power-nps-100c-21 | 1 | 100 | 3 | 15 | 20.7 m | 3 | 29/37 m | 25
NPS Northern Power NPS 100C-24 - 100,00 kW - Wind turbine | https://en.wind-turbine-models.com/turbines/365-nps-northern-power-nps-100c-24 | 1 | 100 | 3 | 12 | 24.4 m | 3 | 22/29/37 m | 25
Norvento nED 100-22 - 100,00 kW - Wind turbine | https://en.wind-turbine-models.com/turbines/664-norvento-ned-100-22 | 1 | 100 | 3 | 10 | 22.0 m | 3 | 24.5 m | 20
Norvento nED 100-24 - 100,00 kW - Wind turbine | https://en.wind-turbine-models.com/turbines/1804-norvento-ned-100-24 | 1 | 100 | 3 | 10 | 24.0 m | 3 | 29.5/36 m | 20
Norwin 9 STALL 15 - 15,00 kW - Wind turbine | https://en.wind-turbine-models.com/turbines/2357-norwin-9-stall-15 | 1 | 15 | 3 | 12 | 9.0 m | 5 |  | 25
Norwin 24 STALL 150 - 150,00 kW - Wind turbine | https://en.wind-turbine-models.com/turbines/225-norwin-24-stall-150 | 1 | 150 | 4 | 14 | 24.0 m |  | 30 m | 25
Norwin 27 STALL 225 - 225,00 kW - Wind turbine | https://en.wind-turbine-models.com/turbines/2356-norwin-27-stall-225 | 1 | 225 | 4 | 13.5 | 27.0 m | 3 | 30 / 39 m | 25
Norwin 29 STALL 200 - 200,00 kW - Wind turbine | https://en.wind-turbine-models.com/turbines/2353-norwin-29-stall-200 | 1 | 200 | 4 |  | 29.1 m | 3 | 30 / 40 m | 25
Norwin 29 STALL 225 - 225,00 kW - Wind turbine | https://en.wind-turbine-models.com/turbines/226-norwin-29-stall-225 | 1 | 225 | 4 | 14 | 29.1 m | 3 | 30 / 40 m | 25
Nowomag EW 160 - 160,00 kW - Wind turbine | https://en.wind-turbine-models.com/turbines/1100-nowomag-ew-160 | 1 | 160 | 4 | 15 | 22.0 m | 3 | 30 m | 25
Ntech Renewables NTDT WHIRLWIND (VAWT) 1kW - 1,00 kW - Wind turbine | https://en.wind-turbine-models.com/turbines/2113-ntech-renewables-ntdt-whirlwind-vawt-1kw | 1 | 1 | 2.5 | 10 | 2.5 m | 5 | 8 m | 25
Oldemarkt go-getter - 60,00 kW - Wind turbine | https://en.wind-turbine-models.com/turbines/631-oldemarkt-go-getter | 1 | 60
Osiris Energy Osiris 1,6 - 1,60 kW - Wind turbine | https://en.wind-turbine-models.com/turbines/1693-osiris-energy-osiris-1-6 | 1 | 1.6 | 2.4 | 10.5 | 3.2 m | 5 | site specific m | 16
Osiris Energy Osiris 10 - 10,00 kW - Wind turbine | https://en.wind-turbine-models.com/turbines/1692-osiris-energy-osiris-10 | 1 | 10 | 2.5 | 9.5 | 9.7 m | 3 | 12/15 m | 20
Schubert Windkraftwerk S88 - 8,00 kW - Wind turbine | https://en.wind-turbine-models.com/turbines/2494-schubert-windkraftwerk-s88 | 1 | 8 |  |  | 8.0 m | 3 | 11 m
Oy Windside WS-30 - 20,00 kW - Wind turbine | https://en.wind-turbine-models.com/turbines/2488-oy-windside-ws-30 | 1 | 20 | 3 |  | 3.0 m | 2 | 10 m
PACWIND Aeolian - 5,00 kW - Wind turbine | https://en.wind-turbine-models.com/turbines/1068-pacwind-aeolian | 1 | 5 | 2.2 | 12.5 | 3.0 m | 28 |  | 45
Pademo PADEMO 75 - 75,00 kW - Wind turbine | https://en.wind-turbine-models.com/turbines/2368-pademo-pademo-75 | 1 | 75 | 4 | 14 | 18.0 m | 3 | 18 / 24 m | 25
Paques 17,5 - 17,50 kW - Wind turbine | https://en.wind-turbine-models.com/turbines/612-paques-17-5 | 1 | 17.5 |  |  |  | 3 | 17.5 m
PENTAWIND eolica 10kW - 10,00 kW - Wind turbine | https://en.wind-turbine-models.com/turbines/1488-pentawind-eolica-10kw | 1 | 10 | 2.7 | 8.5 | 9.6 m | 5 | 24 m | 16
Phaesun Phaesun Stormy Wings 3000_48 - 3,00 kW - Wind turbine | https://en.wind-turbine-models.com/turbines/2152-phaesun-phaesun-stormy-wings-3000_48 | 1 | 3 |  | 12 | 3.1 m | 5 | site specific m
Pintsch Bamag WR 100/380 - 100,00 kW - Wind turbine | https://en.wind-turbine-models.com/turbines/1405-pintsch-bamag-wr-100-380 | 1 | 100 | 4 | 15 | 20.0 m | 3 | 14 m | 31
Pintsch Bamag WR 120/480 - 120,00 kW - Wind turbine | https://en.wind-turbine-models.com/turbines/1406-pintsch-bamag-wr-120-480 | 1 | 120 | 4 | 15 | 20.0 m | 3 | 14 m | 31
Pioneer Wincon P 250/29 - 250,00 kW - Wind turbine | https://en.wind-turbine-models.com/turbines/452-pioneer-wincon-p-250-29 | 1 | 250 | 3 | 15 | 29.0 m | 3 | 50 m | 25
PM Wind PM 25 - 25,00 kW - Wind turbine | https://en.wind-turbine-models.com/turbines/540-pm-wind-pm-25 | 1 | 25 |  |  | 10.4 m | 2
Polenko WPS 5 - 3,50 kW - Wind turbine | https://en.wind-turbine-models.com/turbines/1063-polenko-wps-5 | 1 | 3.5 | 3 | 9 | 5.0 m | 3 | 10.0 m | 20
Polenko WPS 8 - 15,00 kW - Wind turbine | https://en.wind-turbine-models.com/turbines/1064-polenko-wps-8 | 1 | 15 | 3.2 | 9.5 | 8.5 m | 3 | 20/30 m | 20
Polenko WPS 10 - 15,00 kW - Wind turbine | https://en.wind-turbine-models.com/turbines/1050-polenko-wps-10 | 1 | 15 | 4 | 12 | 9.7 m | 3 | 20/30 m | 27
Polenko WPS 11 - 40,00 kW - Wind turbine | https://en.wind-turbine-models.com/turbines/1065-polenko-wps-11 | 1 | 40 | 3.3 | 11.5 | 11.5 m | 3 | 20/30 m | 20
Polenko WPS 16 - 60,00 kW - Wind turbine | https://en.wind-turbine-models.com/turbines/362-polenko-wps-16 | 1 | 60 | 3.4 | 11.2 | 16.0 m | 3 | 20/24/30 m | 20
Polenko WPS 18 - 100,00 kW - Wind turbine | https://en.wind-turbine-models.com/turbines/1066-polenko-wps-18 | 1 | 100 | 6.3 | 13.9 | 18.0 m | 3 | 30.0 m | 30
Poul la Cour first experimental windmill - Wind turbine | https://en.wind-turbine-models.com/turbines/1408-poul-la-cour-first-experimental-windmill | 1 |  |  |  | 13.5 m | 4 | 14 m
PowerWorks KCS56 - 100 kW - 100,00 kW - Wind turbine | https://en.wind-turbine-models.com/turbines/495-powerworks-kcs56-100-kw | 1 | 100 | 5 | 13 | 18.0 m | 3 | 18.3/24.4/35 m | 20
PowerWorks 250 kW WEG MS-2 - 250,00 kW - Wind turbine | https://en.wind-turbine-models.com/turbines/496-powerworks-250-kw-weg-ms-2 | 1 | 250 | 6 | 14 | 25.0 m | 3 | 25 m | 25
primus windpower AIR BREEZE - 0,16 kW - Wind turbine | https://en.wind-turbine-models.com/turbines/2150-primus-windpower-air-breeze | 1 | 0.2 | 3.1 | 5.8 | 1.2 m | 3 | site specific m | 22
primus windpower AIR X MARINE - 0,40 kW - Wind turbine | https://en.wind-turbine-models.com/turbines/2151-primus-windpower-air-x-marine | 1 | 0.4 | 3.6 | 11 | 1.2 m | 3 | site specific m | 22
Proven Proven 2.5 - 2,50 kW - Wind turbine | https://en.wind-turbine-models.com/turbines/714-proven-proven-2.5 | 1 | 2.5 | 3 | 12 | 1.0 m | 3 |  | 20
Proven Proven 15 - 15,00 kW - Wind turbine | https://en.wind-turbine-models.com/turbines/713-proven-proven-15 | 1 | 15 | 2.5 | 12 | 9.6 m | 3 | 15 m | 54
PSW EN-Drive 2000 3kW - 3,00 kW - Wind turbine | https://en.wind-turbine-models.com/turbines/1666-psw-en-drive-2000-3kw | 1 | 3 |  |  | 3.0 m | 3 | 7.4-12.5 m
PSW EN-Drive 2000 5kW - 5,00 kW - Wind turbine | https://en.wind-turbine-models.com/turbines/1667-psw-en-drive-2000-5kw | 1 | 5 |  |  | 5.2 m | 3 | 7.4-12.5 m
PSW EN-Drive 2000 7,5kW - 7,50 kW - Wind turbine | https://en.wind-turbine-models.com/turbines/1668-psw-en-drive-2000-7-5kw | 1 | 7.5 |  |  | 7.1 m | 3 | 7.4-12.5 m
PSW EN-Drive 2000 10kW - 10,00 kW - Wind turbine | https://en.wind-turbine-models.com/turbines/1665-psw-en-drive-2000-10kw | 1 | 10 |  |  | 7.1 m | 3 | 11.5 - 19 m
PSW EN-Drive 2000 12kW - 12,00 kW - Wind turbine | https://en.wind-turbine-models.com/turbines/1664-psw-en-drive-2000-12kw | 1 | 12 |  |  | 8.5 m | 3 | 11.5 - 19 m
PSW EN-Drive 2000 15kW - 15,00 kW - Wind turbine | https://en.wind-turbine-models.com/turbines/1185-psw-en-drive-2000-15kw | 1 | 15 | 2.3 | 11.8 | 8.5 m | 3 | 11.5 - 19 m | 20
PSW EN-Drive 2000 20kW - 20,00 kW - Wind turbine | https://en.wind-turbine-models.com/turbines/1663-psw-en-drive-2000-20kw | 1 | 20 |  |  | 10.0 m | 3 | 11.5 - 19 m
Rago Furba 59/23.2 - 59,00 kW - Wind turbine | https://en.wind-turbine-models.com/turbines/1835-rago-furba-59-23.2 | 1 | 59 | 2.5 | 9.5 | 23.2 m | 3 | 28 m | 25
Rago Freccia 59/23.2 - 59,00 kW - Wind turbine | https://en.wind-turbine-models.com/turbines/1836-rago-freccia-59-23.2 | 1 | 59 | 2.5 | 9.5 | 23.2 m | 3 | 24 / 30 / 36 m | 25
Rago Furba 59/28 - 59,00 kW - Wind turbine | https://en.wind-turbine-models.com/turbines/1834-rago-furba-59-28 | 1 | 59 | 2.5 | 7.4 | 28.0 m | 3 | 28 m | 20
Ratier-Figeac Darrieus - 12,00 kW - Wind turbine | https://en.wind-turbine-models.com/turbines/1569-ratier-figeac-darrieus | 1 | 12 | 3 | 6 | 20.0 m | 3 |  | 25
Ratier-Figeac RF100 - 155,00 kW - Wind turbine | https://en.wind-turbine-models.com/turbines/1453-ratier-figeac-rf100 | 1 | 155 |  |  | 18.0 m | 2 | 30 m
Raum Energy 3.5 - 3,50 kW - Wind turbine | https://en.wind-turbine-models.com/turbines/1071-raum-energy-3.5 | 1 | 3.5 | 2.8 | 11 | 4.0 m | 5 | 14.5 m | 22
REN Electron 60/21 - 60,00 kW - Wind turbine | https://en.wind-turbine-models.com/turbines/2479-ren-electron-60-21 | 1 | 60 | 3 |  | 20.9 m | 3 | 30 /36 m | 25
REN Electron 60/30 - 60,00 kW - Wind turbine | https://en.wind-turbine-models.com/turbines/2480-ren-electron-60-30 | 1 | 60 | 3 | 9.5 | 30.0 m | 3 | 30 /36 m | 25
REN Electron 100/30 - 100,00 kW - Wind turbine | https://en.wind-turbine-models.com/turbines/2481-ren-electron-100-30 | 1 | 100 | 3 | 11 | 30.0 m | 3 | 30 /36 m | 25
REN Electron 250/32 - 250,00 kW - Wind turbine | https://en.wind-turbine-models.com/turbines/2478-ren-electron-250-32 | 1 | 250 | 3 | 14 | 31.0 m | 3 | 30 / 36 / 50 m | 25
Renewtech LLC WT-100 - 99,00 kW - Wind turbine | https://en.wind-turbine-models.com/turbines/563-renewtech-llc-wt-100 | 1 | 99 | 3.5 | 15 | 20.0 m | 3 | 37 m | 25
Reymo 3,5 - 3,50 kW - Wind turbine | https://en.wind-turbine-models.com/turbines/1402-reymo-3-5 | 1 | 3.5 | 4 |  | 4.4 m | 3 | 6/12/18/24 m
Reymo 7/18.5 - 18,50 kW - Wind turbine | https://en.wind-turbine-models.com/turbines/169-reymo-7-18.5 | 1 | 18.5 | 4 | 14 | 10.7 m | 3 | 18/24 m | 25
Reymo 11/55 - 55,00 kW - Wind turbine | https://en.wind-turbine-models.com/turbines/1400-reymo-11-55 | 1 | 55 | 4 | 15 | 16.7 m | 3 | 18/24 m | 25
Reymo 15/65 - 65,00 kW - Wind turbine | https://en.wind-turbine-models.com/turbines/1399-reymo-15-65 | 1 | 65 | 4 | 15 | 16.7 m | 3 | 18/24 m | 30
Reymo 18/75 - 75,00 kW - Wind turbine | https://en.wind-turbine-models.com/turbines/1401-reymo-18-75 | 1 | 75 | 4 | 15 | 17.0 m | 3 | 18/24 m | 25
Reymo 22/95 - 95,00 kW - Wind turbine | https://en.wind-turbine-models.com/turbines/1403-reymo-22-95 | 1 | 95 | 4 | 12 | 21.8 m | 3 | 30 m | 30
RG Wind turbina eolica - 60,00 kW - Wind turbine | https://en.wind-turbine-models.com/turbines/1833-rg-wind-turbina-eolica | 1 | 60
Riamwind 3kW lens wind turbine - 3,00 kW - Wind turbine | https://en.wind-turbine-models.com/turbines/2499-riamwind-3kw-lens-wind-turbine | 1 | 3 | 3 | 11 | 3.6 m | 3 | 12 m | 18
Riamwind 9kW lens wind turbine - 9,00 kW - Wind turbine | https://en.wind-turbine-models.com/turbines/2497-riamwind-9kw-lens-wind-turbine | 1 | 9 | 3 | 12 | 8.3 m | 9 | 13.5 m | 16
Riamwind 15kW lens wind turbine - 15,00 kW - Wind turbine | https://en.wind-turbine-models.com/turbines/2500-riamwind-15kw-lens-wind-turbine | 1 | 15 | 3 | 11 | 12.0 m | 15 | 12 m | 16
Riisager 7 kW Prototyp - 7,00 kW - Wind turbine | https://en.wind-turbine-models.com/turbines/213-riisager-7-kw-prototyp | 1 | 7
Riisager 22 - 22,00 kW - Wind turbine | https://en.wind-turbine-models.com/turbines/120-riisager-22 | 1 | 22 |  |  | 10.2 m
Riisager 22 kW Boddum - 22,00 kW - Wind turbine | https://en.wind-turbine-models.com/turbines/215-riisager-22-kw-boddum | 1 | 22
Riisager 22 kW Risø - 22,00 kW - Wind turbine | https://en.wind-turbine-models.com/turbines/214-riisager-22-kw-ris | 1 | 22
Riisager 22 kW Sonebjerg - 22,00 kW - Wind turbine | https://en.wind-turbine-models.com/turbines/217-riisager-22-kw-sonebjerg | 1 | 22
Riisager 22 kW Vrinners - 22,00 kW - Wind turbine | https://en.wind-turbine-models.com/turbines/216-riisager-22-kw-vrinners | 1 | 22
Riisager 30 - 30,00 kW - Wind turbine | https://en.wind-turbine-models.com/turbines/119-riisager-30 | 1 | 30 |  |  | 12.5 m
Riva Calzoni MP5 - 3,60 kW - Wind turbine | https://en.wind-turbine-models.com/turbines/1085-riva-calzoni-mp5 | 1 | 3.6 | 4 | 16 | 5.3 m | 1 | 9.0 m | 25
Riva Calzoni M30 A - 200,00 kW - Wind turbine | https://en.wind-turbine-models.com/turbines/1083-riva-calzoni-m30-a | 1 | 200 | 4 | 11.8 | 33.0 m | 1 | 33 m | 25
Riva Calzoni M30 S1 - 250,00 kW - Wind turbine | https://en.wind-turbine-models.com/turbines/340-riva-calzoni-m30-s1 | 1 | 250 | 4.2 | 12.5 | 33.0 m | 1 |  | 25
Ropatec 3kW - 3,00 kW - Wind turbine | https://en.wind-turbine-models.com/turbines/2422-ropatec-3kw | 1 | 3 | 4 | 13 | 3.3 m | 3 | 10.9 / site specific m | 17
Ropatec T20 proS - 20,00 kW - Wind turbine | https://en.wind-turbine-models.com/turbines/1763-ropatec-t20-pros | 1 | 20 | 4 |  | 11.0 m | 3 | 24 m | 20
Ropatec T30 proS - 30,00 kW - Wind turbine | https://en.wind-turbine-models.com/turbines/1764-ropatec-t30-pros | 1 | 30 | 4 |  | 11.0 m | 3 | 24 m | 20
Ropatec SA40 - 10,00 kW - Wind turbine | https://en.wind-turbine-models.com/turbines/1762-ropatec-sa40 | 1 | 10 | 4.5 |  | 7.0 m | 3 | 12/18 m | 25
RRB Energy V27-225 - 225,00 kW - Wind turbine | https://en.wind-turbine-models.com/turbines/455-rrb-energy-v27-225 | 1 | 225 | 3.5 | 14 | 27.0 m | 3 | 30.7/48.7 m | 25
Ruhrtal 65kW - 65,00 kW - Wind turbine | https://en.wind-turbine-models.com/turbines/2328-ruhrtal-65kw | 1 | 65
Rulis Eléctrica Silentwind PRO - 0,50 kW - Wind turbine | https://en.wind-turbine-models.com/turbines/2156-rulis-el-ctrica-silentwind-pro | 1 | 0.5 | 2.2 | 14.5 | 1.2 m | 3 | site specific / max. 3 m
FIAT ENEL FIAT - 50,00 kW - Wind turbine | https://en.wind-turbine-models.com/turbines/1868-fiat-enel-fiat | 1 | 50 | 5 | 11.7 | 13.5 m | 2 | 18.5 m | 35
S.J.Wind-Power S.J. 10 kW-R - 10,00 kW - Wind turbine | https://en.wind-turbine-models.com/turbines/258-s.j.wind-power-s.j.-10-kw-r | 1 | 10 |  |  | 6.3 m | 16 | 14.5 m
S&G Engineering SG60.28 - 60,00 kW - Wind turbine | https://en.wind-turbine-models.com/turbines/1756-s-g-engineering-sg60.28 | 1 | 60 | 3 | 7.5 | 28.0 m | 2 | 37.36 m | 19
S&W ENERGIESYSTEME S&W 2.5 - 2,50 kW - Wind turbine | https://en.wind-turbine-models.com/turbines/1958-s-w-energiesysteme-s-w-2.5 | 1 | 2.5 | 2.5 | 11.9 | 3.1 m | 3 | 8 / 15 m | 28
S&W ENERGIESYSTEME S&W 5.5 - 5,50 kW - Wind turbine | https://en.wind-turbine-models.com/turbines/1957-s-w-energiesysteme-s-w-5.5 | 1 | 5.5 | 2.5 | 10.8 | 5.5 m | 3 | 15 / 22 m | 28
S&W ENERGIESYSTEME S&W 6.0 - 6,00 kW - Wind turbine | https://en.wind-turbine-models.com/turbines/1956-s-w-energiesysteme-s-w-6.0 | 1 | 6 | 2.2 | 10 | 6.9 m | 3 | 15 / 22 / 26 / site specific m | 28
S&W ENERGIESYSTEME S&W 7.5 - 7,50 kW - Wind turbine | https://en.wind-turbine-models.com/turbines/1955-s-w-energiesysteme-s-w-7.5 | 1 | 7.5 | 2.2 | 11 | 6.5 m | 3 | 15/22/26 or site specific m | 28
S&W ENERGIESYSTEME S&W 15.0 - 15,00 kW - Wind turbine | https://en.wind-turbine-models.com/turbines/1954-s-w-energiesysteme-s-w-15.0 | 1 | 15 | 2.6 | 10.3 | 8.9 m | 3 | 24 m | 28
S&W ENERGIESYSTEME S&W 25.0 - 25,00 kW - Wind turbine | https://en.wind-turbine-models.com/turbines/1953-s-w-energiesysteme-s-w-25.0 | 1 | 25 | 2.2 | 11.6 | 11.2 m | 3 | 24.4 m | 28
S&W ENERGIESYSTEME S&W 50.0 - 50,00 kW - Wind turbine | https://en.wind-turbine-models.com/turbines/1952-s-w-energiesysteme-s-w-50.0 | 1 | 50 | 2 | 11.5 | 16.0 m | 3 | 42 m | 28
Sande B.C. 7,5 - 7,50 kW - Wind turbine | https://en.wind-turbine-models.com/turbines/688-sande-b.c.-7-5 | 1 | 7.5
Scandinavian Wind Odder Mølle 18 SP - 18,50 kW - Wind turbine | https://en.wind-turbine-models.com/turbines/179-scandinavian-wind-odder-m-lle-18-sp | 1 | 18.5 |  |  | 11.0 m | 3 | 18.0 m
Seaforth Energy AOC15/50 - 50,00 kW - Wind turbine | https://en.wind-turbine-models.com/turbines/513-seaforth-energy-aoc15-50 | 1 | 50 | 4.6 | 12.5 | 15.0 m | 3 | 30/37/43 m | 22.4
SEAS / Johannes Juul Vester Egesborg Møllen - 10,00 kW - Wind turbine | https://en.wind-turbine-models.com/turbines/193-seas-johannes-juul-vester-egesborg-m-llen | 1 | 10 |  |  | 8.0 m | 4 | 12.0 m
JONICA IMPIANTI JIMP20 - 20,00 kW - Wind turbine | https://en.wind-turbine-models.com/turbines/1767-jonica-impianti-jimp20 | 1 | 20 | 3.5 |  | 10.4 m | 3 | 24/30 m | 26
JONICA IMPIANTI JIMP25 - 25,00 kW - Wind turbine | https://en.wind-turbine-models.com/turbines/1766-jonica-impianti-jimp25 | 1 | 25 | 3.5 |  | 10.4 m | 3 | 24/30 m | 26
JONICA IMPIANTI JIMP30 - 30,00 kW - Wind turbine | https://en.wind-turbine-models.com/turbines/1765-jonica-impianti-jimp30 | 1 | 30 | 3.5 |  | 11.6 m | 3 | 24/30 m | 26
JONICA IMPIANTI JIMP60 - 60,00 kW - Wind turbine | https://en.wind-turbine-models.com/turbines/829-jonica-impianti-jimp60 | 1 | 60 | 3 | 10.5 | 18.0 m | 3 | 36 m | 26
Seewind S 20 110 - 110,00 kW - Wind turbine | https://en.wind-turbine-models.com/turbines/38-seewind-s-20-110 | 1 | 110 | 2.8 | 12.5 | 22.0 m | 3 | 25.2/31.2 m | 25
Seewind S 25 132 - 132,00 kW - Wind turbine | https://en.wind-turbine-models.com/turbines/1082-seewind-s-25-132 | 1 | 132 | 2.8 | 13.5 | 22.0 m | 3 | 25.2/31.2 m | 25
Selvbygger 7.5 kW - 7,50 kW - Wind turbine | https://en.wind-turbine-models.com/turbines/843-selvbygger-7.5-kw | 1 | 7.5 |  |  | 10.0 m | 3 | 15.0 m
Sencenbaugh Windharvester 500 - 0,50 kW - Wind turbine | https://en.wind-turbine-models.com/turbines/1054-sencenbaugh-windharvester-500 | 1 | 0.5 | 3.8 | 9.8 | 2.0 m | 3 | 15 m | 25
Serlath Unbekannt - Wind turbine | https://en.wind-turbine-models.com/turbines/774-serlath-unbekannt | 1
GFF GF7-7500 - 7,50 kW - Wind turbine | https://en.wind-turbine-models.com/turbines/2260-gff-gf7-7500 | 1 | 7.5 | 3.5 | 11 | 7.0 m | 3 | 12 m | 20
GFF GF16-55G - 55,00 kW - Wind turbine | https://en.wind-turbine-models.com/turbines/2261-gff-gf16-55g | 1 | 55 | 3 | 11 | 16.0 m | 3 | 20 m | 25
Ghrepower FD5-5 - 5,00 kW - Wind turbine | https://en.wind-turbine-models.com/turbines/1490-ghrepower-fd5-5 | 1 | 5 | 3 | 10 | 5.0 m | 3 | 9/12/20/30 m | 25
Ghrepower FD8-9.8 - 9,80 kW - Wind turbine | https://en.wind-turbine-models.com/turbines/1489-ghrepower-fd8-9.8 | 1 | 9.8 | 3 | 10 | 7.8 m | 3 | 12/20 m | 25
Ghrepower FD16-19.8 - 19,80 kW - Wind turbine | https://en.wind-turbine-models.com/turbines/1493-ghrepower-fd16-19.8 | 1 | 19.8 | 3 | 9 | 15.6 m | 3 | 16/20/25/30 m | 20
Ghrepower FD16-30 - 30,00 kW - Wind turbine | https://en.wind-turbine-models.com/turbines/1492-ghrepower-fd16-30 | 1 | 30 | 3 | 10 | 15.6 m | 3 | 16/20/25/30 m | 20
Ghrepower FD16-50 - 50,00 kW - Wind turbine | https://en.wind-turbine-models.com/turbines/1491-ghrepower-fd16-50 | 1 | 50 | 3 | 13 | 15.6 m | 3 | 16/20/25/30 m | 20
Ghrepower FD21-50 - 50,00 kW - Wind turbine | https://en.wind-turbine-models.com/turbines/1057-ghrepower-fd21-50 | 1 | 50 | 3 | 9 | 21.5 m | 3 | 25/31/37 m | 25
Ghrepower FD21-60 - 59,90 kW - Wind turbine | https://en.wind-turbine-models.com/turbines/1058-ghrepower-fd21-60 | 1 | 59.9 | 3 | 10 | 21.5 m | 3 | 25/31/37 m | 25
Ghrepower FD21-100 - 100,00 kW - Wind turbine | https://en.wind-turbine-models.com/turbines/1494-ghrepower-fd21-100 | 1 | 100 | 3 | 13 | 21.5 m | 3 | 24/30/36/42 m | 25
Ghrepower GHRE100 - 100,00 kW - Wind turbine | https://en.wind-turbine-models.com/turbines/1056-ghrepower-ghre100 | 1 | 100 | 3 | 12 | 21.5 m | 3 | 36 m | 25
Shriram 250 T - 250,00 kW - Wind turbine | https://en.wind-turbine-models.com/turbines/449-shriram-250-t | 1 | 250 | 3.5 | 14 | 28.5 m | 3 | 40/48.5 m | 23
Lawson - Tancred Aerogenerator - 30,00 kW - Wind turbine | https://en.wind-turbine-models.com/turbines/2122-lawson-tancred-aerogenerator | 1 | 30 | 3 | 8.9 | 17.0 m | 3 | 12 m | 25
Siva 250/50 - 250,00 kW - Wind turbine | https://en.wind-turbine-models.com/turbines/477-siva-250-50 | 1 | 250 | 4 | 14 | 30.0 m | 3 | 30/48.4 m | 25
SkySails 55 kW Functional Model - 55,00 kW - Wind turbine | https://en.wind-turbine-models.com/turbines/1263-skysails-55-kw-functional-model | 1 | 55 |  | 5 | 7.0 m | 1 | 350 m
SkyWolf Wind Solar Hybrid - 3,50 kW - Wind turbine | https://en.wind-turbine-models.com/turbines/2058-skywolf-wind-solar-hybrid | 1 | 3.5 | 2.2 | 10 | 2.4 m | 6 | 7.6 m
Smedemester Mølle Birkum - 22,00 kW - Wind turbine | https://en.wind-turbine-models.com/turbines/228-smedemester-m-lle-birkum | 1 | 22 |  |  | 10.0 m |  | 18.5 m
Smedemester Mølle Borbjerg - 22,00 kW - Wind turbine | https://en.wind-turbine-models.com/turbines/672-smedemester-m-lle-borbjerg | 1 | 22 |  |  | 11.0 m | 3 | 18 m
Smedemester Mølle Hurup Thy Mølle - Wind turbine | https://en.wind-turbine-models.com/turbines/997-smedemester-m-lle-hurup-thy-m-lle | 1
Smedemester Mølle Mølle - Wind turbine | https://en.wind-turbine-models.com/turbines/880-smedemester-m-lle-m-lle | 1
Smedemester Mølle Møn´s Energiservice I/S - 150,00 kW - Wind turbine | https://en.wind-turbine-models.com/turbines/227-smedemester-m-lle-m-n-s-energiservice-i-s | 1 | 150 |  |  | 21.8 m |  | 24 m
Smedemester Mølle Pedholt Mølle - Wind turbine | https://en.wind-turbine-models.com/turbines/663-smedemester-m-lle-pedholt-m-lle | 1
Smedemester Mølle Smedemestermolle - 22,00 kW - Wind turbine | https://en.wind-turbine-models.com/turbines/127-smedemester-m-lle-smedemestermolle | 1 | 22 |  |  | 10.0 m
Smedemester Mølle Søgren Maskinfabrik A/S - 18,00 kW - Wind turbine | https://en.wind-turbine-models.com/turbines/253-smedemester-m-lle-s-gren-maskinfabrik-a-s | 1 | 18 |  |  | 11.0 m | 3 | 18.0 m
Smedemester Mølle Sønderhå - 22,00 kW - Wind turbine | https://en.wind-turbine-models.com/turbines/230-smedemester-m-lle-s-nderh | 1 | 22 |  |  | 10.7 m |  | 18.5 m
Smedemester Mølle Tjele Mølle - 11,00 kW - Wind turbine | https://en.wind-turbine-models.com/turbines/1464-smedemester-m-lle-tjele-m-lle | 1 | 11 |  |  | 10.0 m | 3 | 10 m
Smedemester Mølle Ydby - 22,00 kW - Wind turbine | https://en.wind-turbine-models.com/turbines/229-smedemester-m-lle-ydby | 1 | 22 |  |  | 10.7 m |  | 18.5 m
Smedemester Mølle Øster Vrøgum Mølle - 22,00 kW - Wind turbine | https://en.wind-turbine-models.com/turbines/990-smedemester-m-lle-ster-vr-gum-m-lle | 1 | 22 |  |  |  | 3
Smedemester Mølle Hørby 18 - 18,00 kW - Wind turbine | https://en.wind-turbine-models.com/turbines/700-smedemester-m-lle-h-rby-18 | 1 | 18
Solacity Eoltec Scirocco - 6,00 kW - Wind turbine | https://en.wind-turbine-models.com/turbines/1374-solacity-eoltec-scirocco | 1 | 6 | 2.7 | 11.5 | 5.6 m | 2
Solener 2.000 - 2,00 kW - Wind turbine | https://en.wind-turbine-models.com/turbines/2439-solener-2.000 | 1 | 2 | 2.5 | 11.5 | 2.8 m | 3 | 9 / 12 / 15 m | 25
Solener 3.000 - 3,00 kW - Wind turbine | https://en.wind-turbine-models.com/turbines/2440-solener-3.000 | 1 | 3 | 2.5 | 11.5 | 4.0 m | 3 | 9 / 12 / 15 m | 25
Solener 5.000 - 5,00 kW - Wind turbine | https://en.wind-turbine-models.com/turbines/2441-solener-5.000 | 1 | 5 | 2.5 | 11 | 4.5 m | 3 | 9 / 12 / 15 m | 25
Solener 10.000 - 10,00 kW - Wind turbine | https://en.wind-turbine-models.com/turbines/2442-solener-10.000 | 1 | 10 | 2.5 | 12 | 5.1 m | 3 | 9 / 12 / 15 m | 25
Solener 15.000 - 15,00 kW - Wind turbine | https://en.wind-turbine-models.com/turbines/2443-solener-15.000 | 1 | 15 | 2.5 | 13 | 6.8 m | 3 | 9 / 12 / 15 m | 25
Solener 1.000 - 1,00 kW - Wind turbine | https://en.wind-turbine-models.com/turbines/2438-solener-1.000 | 1 | 1 | 2.5 | 11 | 2.4 m | 3 | 9 / 12 / 15 m | 25
Solid Wind SWP-19.8 - 19,80 kW - Wind turbine | https://en.wind-turbine-models.com/turbines/1474-solid-wind-swp-19.8 | 1 | 19.8 | 3 | 10 | 14.0 m | 3 | 18 m | 25
Solid Wind SWP-20 - 20,00 kW - Wind turbine | https://en.wind-turbine-models.com/turbines/1475-solid-wind-swp-20 | 1 | 20 | 3 | 10 | 14.0 m | 3 | 18/24/30 m | 25
Solid Wind SWP-25 - 25,00 kW - Wind turbine | https://en.wind-turbine-models.com/turbines/995-solid-wind-swp-25 | 1 | 25 | 3 | 11 | 14.0 m | 3 | 18.0 m | 25
Solutions 4 Energy 30K16 - 30,00 kW - Wind turbine | https://en.wind-turbine-models.com/turbines/2126-solutions-4-energy-30k16 | 1 | 30 | 3 | 10 | 15.9 m | 3 | 22 / 33 / 42 m | 19
Solutions 4 Energy 30K20 - 30,00 kW - Wind turbine | https://en.wind-turbine-models.com/turbines/2127-solutions-4-energy-30k20 | 1 | 30 | 3 | 9 | 19.5 m | 3 | 22 / 33 / 42 m | 15
Sonebjerg SM 22 - 22,00 kW - Wind turbine | https://en.wind-turbine-models.com/turbines/2179-sonebjerg-sm-22 | 1 | 22 |  |  | 10.0 m | 3 | 12 / 18 m
Sonebjerg SM 30 - 30,00 kW - Wind turbine | https://en.wind-turbine-models.com/turbines/1276-sonebjerg-sm-30 | 1 | 30 |  |  | 10.0 m | 3 | 18 m
Sonebjerg SM 45 - 45,00 kW - Wind turbine | https://en.wind-turbine-models.com/turbines/2180-sonebjerg-sm-45 | 1 | 45 |  |  | 12.0 m | 3 | 12 / 18 m
Sonebjerg SM 55 - 55,00 kW - Wind turbine | https://en.wind-turbine-models.com/turbines/2181-sonebjerg-sm-55 | 1 | 55 |  |  | 14.0 m | 3 | 12 / 18 / 22.5 m
SWL GWL 225/40 - 225,00 kW - Wind turbine | https://en.wind-turbine-models.com/turbines/454-swl-gwl-225-40 | 1 | 225 | 4 | 15 | 29.8 m | 3 | 43.7 m | 25
Soyut Soyut Wind 1 - 1,00 kW - Wind turbine | https://en.wind-turbine-models.com/turbines/1334-soyut-soyut-wind-1 | 1 | 1 | 3 | 12 | 2.6 m | 3 | 8/10 m | 40
Soyut Soyut Wind 3 - 3,00 kW - Wind turbine | https://en.wind-turbine-models.com/turbines/1333-soyut-soyut-wind-3 | 1 | 3 | 3 | 12 | 4.5 m | 3 | 8/10 m | 40
Soyut Soyut Wind 5 - 5,00 kW - Wind turbine | https://en.wind-turbine-models.com/turbines/1332-soyut-soyut-wind-5 | 1 | 5 | 3 | 12 | 5.8 m | 3 | 10/12 m | 25
Soyut Soyut Wind 10 - 10,00 kW - Wind turbine | https://en.wind-turbine-models.com/turbines/1331-soyut-soyut-wind-10 | 1 | 10 | 3 | 12 | 8.2 m | 3 | 12/15 m | 25
Soyut Soyut Wind 20 - 20,00 kW - Wind turbine | https://en.wind-turbine-models.com/turbines/1330-soyut-soyut-wind-20 | 1 | 20 | 3 | 12 | 11.6 m | 3 | 18/20 m | 25
Soyut Soyut Wind 30 - 30,00 kW - Wind turbine | https://en.wind-turbine-models.com/turbines/1329-soyut-soyut-wind-30 | 1 | 30 | 3 | 12.5 | 11.6 m | 3 | 18/20 m | 25
Soyut Soyut Wind 50 - 50,00 kW - Wind turbine | https://en.wind-turbine-models.com/turbines/1328-soyut-soyut-wind-50 | 1 | 50 | 3 | 12 | 15.0 m | 3 | 20/25 m | 25
Soyut Soyut Wind 100 - 100,00 kW - Wind turbine | https://en.wind-turbine-models.com/turbines/1327-soyut-soyut-wind-100 | 1 | 100 | 3 | 12 | 26.0 m | 3 | 40 m | 25
Soyut Soyut Wind 200 - 200,00 kW - Wind turbine | https://en.wind-turbine-models.com/turbines/1326-soyut-soyut-wind-200 | 1 | 200 | 3 | 12 | 36.8 m | 3 | 45 m | 25
Soyut Soyut Wind 250 - 250,00 kW - Wind turbine | https://en.wind-turbine-models.com/turbines/1325-soyut-soyut-wind-250 | 1 | 250 | 3 | 12 | 41.2 m | 3 | 45 m | 25
Søgren Maskinfabrik Søgren - 18,00 kW - Wind turbine | https://en.wind-turbine-models.com/turbines/1011-s-gren-maskinfabrik-s-gren | 1 | 18 |  |  | 11.0 m | 3 | 18 m
SRC Green Power SRC 31-250 - 250,00 kW - Wind turbine | https://en.wind-turbine-models.com/turbines/463-src-green-power-src-31-250 | 1 | 250 | 4 | 13 | 31.0 m | 3 | 30/36/46/50 m | 25
Stokmøllen Savmøllen - Wind turbine | https://en.wind-turbine-models.com/turbines/1721-stokm-llen-savm-llen | 1 |  |  |  |  | 6
Stokmøllen Østerklit - Wind turbine | https://en.wind-turbine-models.com/turbines/2369-stokm-llen-sterklit | 1
Stoma ST-K60/D22 - 60,00 kW - Wind turbine | https://en.wind-turbine-models.com/turbines/1608-stoma-st-k60-d22 | 1 | 60 | 2.5 | 9.8 | 21.8 m | 3 | 33.5 m | 25
Stoma ST-K100/D22 - 100,00 kW - Wind turbine | https://en.wind-turbine-models.com/turbines/1609-stoma-st-k100-d22 | 1 | 100 | 2.5 | 8.5 | 22.0 m | 3 | 35 m | 25
Stoma ST-K200/D32 - 200,00 kW - Wind turbine | https://en.wind-turbine-models.com/turbines/1610-stoma-st-k200-d32 | 1 | 200 | 2.5 | 9.3 | 32.0 m | 3 | 47 m | 25
Storm Master Storm Master Model 12 - 40,00 kW - Wind turbine | https://en.wind-turbine-models.com/turbines/547-storm-master-storm-master-model-12 | 1 | 40 |  |  | 12.0 m | 3
Südwind THG 5 - 5,00 kW - Wind turbine | https://en.wind-turbine-models.com/turbines/356-suedwind-thg-5 | 1 | 5 | 4 | 15 | 3.4 m | 5
Südwind N 710 - 10,00 kW - Wind turbine | https://en.wind-turbine-models.com/turbines/691-suedwind-n-710 | 1 | 10 |  |  | 7.0 m | 3
Südwind N 715 - 15,00 kW - Wind turbine | https://en.wind-turbine-models.com/turbines/33-suedwind-n-715 | 1 | 15 | 3 |  | 7.0 m | 3 | 18 m
Südwind N 1230 - 30,00 kW - Wind turbine | https://en.wind-turbine-models.com/turbines/1079-suedwind-n-1230 | 1 | 30 | 3 | 12 | 12.5 m | 3 | 18.5/30.5/36.5 m | 30
Südwind N 1237 - 37,00 kW - Wind turbine | https://en.wind-turbine-models.com/turbines/1080-suedwind-n-1237 | 1 | 37 | 3 | 12 | 12.5 m | 3 | 18.5/30.5/36.5 m | 30
Südwind N 1245 - 45,00 kW - Wind turbine | https://en.wind-turbine-models.com/turbines/1081-suedwind-n-1245 | 1 | 45 | 3 | 12 | 12.5 m | 3 | 18.5/30.5/36.5 m | 30
superwind SW 350 - 0,35 kW - Wind turbine | https://en.wind-turbine-models.com/turbines/2145-superwind-sw-350 | 1 | 0.4 | 3.5 | 12.5 | 1.2 m | 3
superwind 1250 - 1,25 kW - Wind turbine | https://en.wind-turbine-models.com/turbines/1798-superwind-1250 | 1 | 1.3 | 3 | 11.5 | 2.4 m | 3 | site specific m
Svecom SVECOM WIND 60-18 - 59,00 kW - Wind turbine | https://en.wind-turbine-models.com/turbines/1672-svecom-svecom-wind-60-18 | 1 | 59 | 3 | 10.5 | 18.0 m | 3 | 24/ 30/ 35.7 m | 25
Svecom SVECOM WIND 60-23 - 59,00 kW - Wind turbine | https://en.wind-turbine-models.com/turbines/1673-svecom-svecom-wind-60-23 | 1 | 59 | 2.5 | 9.5 | 23.0 m | 3 | 24/ 30/ 35.7 m | 25
Svecom SVECOM WIND 100-23 - 100,00 kW - Wind turbine | https://en.wind-turbine-models.com/turbines/1674-svecom-svecom-wind-100-23 | 1 | 100 | 3 | 12 | 23.0 m | 3 | 30 / 35.7 m | 25
Tacke TW 45 - 45,00 kW - Wind turbine | https://en.wind-turbine-models.com/turbines/1398-tacke-tw-45 | 1 | 45 | 3 | 12.5 | 12.5 m | 3 | 24 m | 20
Tacke TW 60 - 60,00 kW - Wind turbine | https://en.wind-turbine-models.com/turbines/262-tacke-tw-60 | 1 | 60 | 2.5 | 12 | 17.5 m | 3 | 30 m | 25
Tacke TW 80 - 80,00 kW - Wind turbine | https://en.wind-turbine-models.com/turbines/263-tacke-tw-80 | 1 | 80 | 3 | 11.5 | 21.0 m | 3 | 40.0 m | 25
Tacke WR 150 - 150,00 kW - Wind turbine | https://en.wind-turbine-models.com/turbines/1885-tacke-wr-150 | 1 | 150 |  |  | 21.0 m | 3
Tacke TW 150 - 150,00 kW - Wind turbine | https://en.wind-turbine-models.com/turbines/1644-tacke-tw-150 | 1 | 150 |  |  | 21.0 m | 3 | 24/30 m
Tacke TW 250 - 250,00 kW - Wind turbine | https://en.wind-turbine-models.com/turbines/527-tacke-tw-250 | 1 | 250 | 3 | 14 | 24.7 m | 3 | 30/55 m | 25
Tellus T-1780 - 80,00 kW - Wind turbine | https://en.wind-turbine-models.com/turbines/673-tellus-t-1780 | 1 | 80 | 3 | 14 | 17.0 m | 3 | 23.4/40.8 m | 28
Tellus T-1995 - 95,00 kW - Wind turbine | https://en.wind-turbine-models.com/turbines/168-tellus-t-1995 | 1 | 95 |  |  | 19.0 m | 3 | 28.0 m
The Wind Factory TWF 15 - 80,00 kW - Wind turbine | https://en.wind-turbine-models.com/turbines/845-the-wind-factory-twf-15 | 1 | 80 | 3 | 12 | 15.0 m | 2 | 15 m | 25
The Wind Factory TWF 18 - 80,00 kW - Wind turbine | https://en.wind-turbine-models.com/turbines/630-the-wind-factory-twf-18 | 1 | 80 | 3 | 12 | 18.0 m | 2 | 18/30/31/40 m | 25
Wind Turbine Company WTC 100 - 100,00 kW - Wind turbine | https://en.wind-turbine-models.com/turbines/2134-wind-turbine-company-wtc-100 | 1 | 100 | 2.5 | 11 | 26.0 m | 2 | site specific to 50 m | 20
THYmøllen TWP40-6 - 6,00 kW - Wind turbine | https://en.wind-turbine-models.com/turbines/254-thym-llen-twp40-6 | 1 | 6 | 4 | 8 | 7.1 m | 3 | 21.4 m | 25
THYmøllen TWP40-10 - 10,00 kW - Wind turbine | https://en.wind-turbine-models.com/turbines/2493-thym-llen-twp40-10 | 1 | 10 | 3 |  | 7.1 m | 3 | 21.4 m | 25
Tornado Wind Ltd. Tornado 500 - 0,50 kW - Wind turbine | https://en.wind-turbine-models.com/turbines/1049-tornado-wind-ltd.-tornado-500 | 1 | 0.5 | 3.6 | 11 | 2.1 m | 2 | 10 m | 30
Tozzi Green Victory 16-20 - 19,90 kW - Wind turbine | https://en.wind-turbine-models.com/turbines/1602-tozzi-green-victory-16-20 | 1 | 19.9 | 2.5 | 7.4 | 16.0 m | 3 | 24 m | 20
Tozzi Green Victory 19-20 - 19,90 kW - Wind turbine | https://en.wind-turbine-models.com/turbines/1603-tozzi-green-victory-19-20 | 1 | 19.9 | 2.5 | 6.6 | 19.0 m | 3 | 24 m | 16
Tozzi Green Victory 24-60 - 59,90 kW - Wind turbine | https://en.wind-turbine-models.com/turbines/1600-tozzi-green-victory-24-60 | 1 | 59.9 | 2.5 | 8.1 | 24.0 m | 3 | 30 m | 20
Tozzi Green Victory 26-60 - 59,90 kW - Wind turbine | https://en.wind-turbine-models.com/turbines/1601-tozzi-green-victory-26-60 | 1 | 59.9 | 2.5 | 7.6 | 26.0 m | 3 | 30 m | 16
Tozzi Green TN 535 - 9,90 kW - Wind turbine | https://en.wind-turbine-models.com/turbines/681-tozzi-green-tn-535 | 1 | 9.9 | 2.5 | 6.7 | 13.2 m | 3 | 14.6/17.6/23.6 m | 16
TUGE 10 kW - 10,00 kW - Wind turbine | https://en.wind-turbine-models.com/turbines/1636-tuge-10-kw | 1 | 10 | 3 | 11 | 10.2 m | 3 | 18/22 m | 25
TUGE TUGE 15 kW - 15,00 kW - Wind turbine | https://en.wind-turbine-models.com/turbines/2466-tuge-tuge-15-kw | 1 | 15 | 3 | 11 | 16.0 m | 3 | 36 m | 32
TURBOWINDS V8 VAWT prototype - 13,00 kW - Wind turbine | https://en.wind-turbine-models.com/turbines/1607-turbowinds-v8-vawt-prototype | 1 | 13 | 3.5 | 12 | 8.0 m | 3 | 3.5 m | 50
TURBOWINDS TML25 - 25,00 kW - Wind turbine | https://en.wind-turbine-models.com/turbines/2049-turbowinds-tml25 | 1 | 25 | 2.5 | 10 | 11.7 m | 2 | 18 m | 25
TURBOWINDS T100-10 - 100,00 kW - Wind turbine | https://en.wind-turbine-models.com/turbines/1593-turbowinds-t100-10 | 1 | 100 |  |  | 10.0 m | 3 | 15 m
TWE-Tandem Wind Ener WindStream5 - 5,00 kW - Wind turbine | https://en.wind-turbine-models.com/turbines/2295-twe-tandem-wind-ener-windstream5 | 1 | 5 | 3.5 | 13.5 | 5.1 m | 3 | 12* / 18 m | 25
Tyer Wind TW2 Himilce - 1,00 kW - Wind turbine | https://en.wind-turbine-models.com/turbines/1582-tyer-wind-tw2-himilce | 1 | 1 | 3.8 | 10 | 3.5 m | 2
UGE VisionAIR5 - 3,20 kW - Wind turbine | https://en.wind-turbine-models.com/turbines/1592-uge-visionair5 | 1 | 3.2 | 3.5 | 11 | 3.2 m | 3 | 5.2 m | 20
Poulsen MK I "the Stork" - 30,00 kW - Wind turbine | https://en.wind-turbine-models.com/turbines/2178-poulsen-mk-i-the-stork | 1 | 30 |  |  | 13.0 m | 2 | 12 m
Poulsen MK II - 15,00 kW - Wind turbine | https://en.wind-turbine-models.com/turbines/201-poulsen-mk-ii | 1 | 15 |  |  | 10.6 m | 3 | 18.0 m
Unbekannt Unbekannt - Wind turbine | https://en.wind-turbine-models.com/turbines/952-unbekannt-unbekannt | 1
Unbekannt Unbekannt 2 - 1,00 kW - Wind turbine | https://en.wind-turbine-models.com/turbines/969-unbekannt-unbekannt-2 | 1 | 1 |  |  | 3.0 m | 4
Unbekannt Unbekannt 3 - Wind turbine | https://en.wind-turbine-models.com/turbines/1191-unbekannt-unbekannt-3 | 1
Uni Wind UW30 - 30,00 kW - Wind turbine | https://en.wind-turbine-models.com/turbines/1209-uni-wind-uw30 | 1 | 30 | 2 | 12 | 12.3 m | 3 | 23.5/30 m | 15
Unitron UE-6 - 0,65 kW - Wind turbine | https://en.wind-turbine-models.com/turbines/1884-unitron-ue-6 | 1 | 0.7 | 2.7 | 10.5 | 2.2 m | 3 | site specific m
Unitron UE-15 - 1,50 kW - Wind turbine | https://en.wind-turbine-models.com/turbines/1883-unitron-ue-15 | 1 | 1.5 | 2.7 | 10.5 | 3.2 m | 3 | site specific m
Unitron UE15 plus - 1,80 kW - Wind turbine | https://en.wind-turbine-models.com/turbines/1882-unitron-ue15-plus | 1 | 1.8 | 2.7 | 10.5 | 3.4 m | 3 | site specific m
Unitron UE 33 - 3,30 kW - Wind turbine | https://en.wind-turbine-models.com/turbines/1881-unitron-ue-33 | 1 | 3.3 | 2.7 | 10.5 | 4.7 m | 3 | site specific m
Unitron UE42 - 4,20 kW - Wind turbine | https://en.wind-turbine-models.com/turbines/1880-unitron-ue42 | 1 | 4.2 | 2.7 | 11 | 4.9 m | 3 | site specific m
Unitron UE42 plus - 5,10 kW - Wind turbine | https://en.wind-turbine-models.com/turbines/1879-unitron-ue42-plus | 1 | 5.1 | 2.7 | 11 | 5.2 m | 3 | site specific m
unknown unidentified - Wind turbine | https://en.wind-turbine-models.com/turbines/649-unknown-unidentified | 1
Uprise Energy 10kW Mobile Power Station - 10,00 kW - Wind turbine | https://en.wind-turbine-models.com/turbines/2486-uprise-energy-10kw-mobile-power-station | 1 | 10 | 4.5 | 11.2 | 6.9 m | 5 | 14.9 m
USW U.S. Windpower 56-50 - 50,00 kW - Wind turbine | https://en.wind-turbine-models.com/turbines/532-usw-u.s.-windpower-56-50 | 1 | 50 |  |  | 17.0 m | 3
USW U.S. Windpower 56-100 - 100,00 kW - Wind turbine | https://en.wind-turbine-models.com/turbines/536-usw-u.s.-windpower-56-100 | 1 | 100 | 5 | 13 | 17.0 m | 3 | 18 m | 22
UTRC UTRC 108 - 15,00 kW - Wind turbine | https://en.wind-turbine-models.com/turbines/541-utrc-utrc-108 | 1 | 15 |  |  | 9.8 m | 2
Ventimotor 50 kW testturbine - 50,00 kW - Wind turbine | https://en.wind-turbine-models.com/turbines/2123-ventimotor-50-kw-testturbine | 1 | 50 |  |  | 18.0 m | 3 | 30 m
Ventis 04-05 - 5,00 kW - Wind turbine | https://en.wind-turbine-models.com/turbines/1078-ventis-04-05 | 1 | 5 | 3.5 | 12 | 5.0 m | 2 | 12/18 m | 50
Ventis V20 100 - 100,00 kW - Wind turbine | https://en.wind-turbine-models.com/turbines/183-ventis-v20-100 | 1 | 100 | 3.3 | 13 | 20.0 m | 2 | 30.5/42.5 m | 25
Venturicon 3.ZERO - 3,17 kW - Wind turbine | https://en.wind-turbine-models.com/turbines/1921-venturicon-3.zero | 1 | 3.2 | 3 | 18 | 1.3 m | 5 | site specific m
Windturbinenwerke Herkules- Stahlwindturbine - 3,00 kW - Wind turbine | https://en.wind-turbine-models.com/turbines/1557-windturbinenwerke-herkules-stahlwindturbine | 1 | 3 | 3 |  | 7.5 m | 27 | 15 m
Vergnet GEV 5/5 - 5,00 kW - Wind turbine | https://en.wind-turbine-models.com/turbines/434-vergnet-gev-5-5 | 1 | 5 | 4.5 | 15 | 5.0 m | 2 | 12/18 m | 20
Vergnet GEV 10/20 - 20,00 kW - Wind turbine | https://en.wind-turbine-models.com/turbines/431-vergnet-gev-10-20 | 1 | 20 | 4.5 | 16 | 10.0 m | 2 | 18/24/30 m | 20
Vergnet GEV 15/60 - 60,00 kW - Wind turbine | https://en.wind-turbine-models.com/turbines/432-vergnet-gev-15-60 | 1 | 60 | 5 | 15 | 15.0 m | 2 | 30/40 m | 20
Vergnet GEV 220/26 - 220,00 kW - Wind turbine | https://en.wind-turbine-models.com/turbines/433-vergnet-gev-220-26 | 1 | 220 | 5 | 13 | 26.0 m | 2 | 50/60 m | 29
Vergnet GEV MP R 200/30 - 200,00 kW - Wind turbine | https://en.wind-turbine-models.com/turbines/2003-vergnet-gev-mp-r-200-30 | 1 | 200 | 3.5 |  | 30.0 m | 2 | 32 m | 25
Vergnet GEV MP C 200/30 - 200,00 kW - Wind turbine | https://en.wind-turbine-models.com/turbines/2007-vergnet-gev-mp-c-200-30 | 1 | 200 | 3.5 | 12 | 30.0 m | 2 | 55/60 m | 25
Vergnet GEV MP R 200/32 - 200,00 kW - Wind turbine | https://en.wind-turbine-models.com/turbines/2000-vergnet-gev-mp-r-200-32 | 1 | 200 | 3.5 |  | 32.0 m | 2 | 32 m | 25
Vergnet GEV MP C 200/32 - 200,00 kW - Wind turbine | https://en.wind-turbine-models.com/turbines/2004-vergnet-gev-mp-c-200-32 | 1 | 200 | 3.5 |  | 32.0 m | 2 | 55/60 m | 25
Vergnet GEV MP R 225/30 - 225,00 kW - Wind turbine | https://en.wind-turbine-models.com/turbines/2002-vergnet-gev-mp-r-225-30 | 1 | 225 | 3.5 |  | 30.0 m | 2 | 32 m | 25
Vergnet GEV MP R 225/32 - 225,00 kW - Wind turbine | https://en.wind-turbine-models.com/turbines/1999-vergnet-gev-mp-r-225-32 | 1 | 225 | 3.5 |  | 32.0 m | 2 | 32 m | 25
Vergnet GEV MP C 225/32 - 225,00 kW - Wind turbine | https://en.wind-turbine-models.com/turbines/2005-vergnet-gev-mp-c-225-32 | 1 | 225 | 3.5 |  | 32.0 m | 2 | 55/60 m | 25
Vergnet GEV MP R 250/30 - 250,00 kW - Wind turbine | https://en.wind-turbine-models.com/turbines/2001-vergnet-gev-mp-r-250-30 | 1 | 250 | 3.5 |  | 30.0 m | 2 | 32 m | 25
Vergnet GEV MP R 250/32 - 250,00 kW - Wind turbine | https://en.wind-turbine-models.com/turbines/1998-vergnet-gev-mp-r-250-32 | 1 | 250 | 3.5 |  | 32.0 m | 2 | 32 m | 25
Vergnet GEV MP C 250/32 - 250,00 kW - Wind turbine | https://en.wind-turbine-models.com/turbines/2006-vergnet-gev-mp-c-250-32 | 1 | 250 | 3.5 |  | 32.0 m | 2 | 55/60 m | 25
VAWT Ltd. VAWT-260 - 100,00 kW - Wind turbine | https://en.wind-turbine-models.com/turbines/2323-vawt-ltd.-vawt-260 | 1 | 100 |  |  | 19.5 m | 2
VAWT Ltd. VAWT-450 - 130,00 kW - Wind turbine | https://en.wind-turbine-models.com/turbines/2321-vawt-ltd.-vawt-450 | 1 | 130 | 3 | 11 | 25.0 m | 2 | 25 m | 30
Vestas HVK V10 - 22,00 kW - Wind turbine | https://en.wind-turbine-models.com/turbines/1291-vestas-hvk-v10 | 1 | 22 | 4 | 14 | 10.0 m | 3 | 18.5 m | 25
Vestas HVK V10 - 30,00 kW - Wind turbine | https://en.wind-turbine-models.com/turbines/205-vestas-hvk-v10 | 1 | 30 |  |  | 10.0 m | 3 | 18.0 m
Vestas V12 - 22,00 kW - Wind turbine | https://en.wind-turbine-models.com/turbines/905-vestas-v12 | 1 | 22 |  |  | 12.0 m | 3 | 19 m
Vestas HVK V15 - 55,00 kW - Wind turbine | https://en.wind-turbine-models.com/turbines/206-vestas-hvk-v15 | 1 | 55 |  |  | 15.0 m | 3 | 18.0 m
Vestas V15 - 55,00 kW - Wind turbine | https://en.wind-turbine-models.com/turbines/8-vestas-v15 | 1 | 55 | 4 | 12.5 | 15.0 m |  | 18 -22 m | 25
Vestas V16 - 55 - 65,00 kW - Wind turbine | https://en.wind-turbine-models.com/turbines/209-vestas-v16-55 | 1 | 65 |  |  | 16.0 m | 3 | 24.0 m
Vestas V16 - 55 Gittermast - 65,00 kW - Wind turbine | https://en.wind-turbine-models.com/turbines/210-vestas-v16-55-gittermast | 1 | 65 |  |  | 16.0 m | 3 | 18.0 m
Vestas V17 - 75 - 75,00 kW - Wind turbine | https://en.wind-turbine-models.com/turbines/141-vestas-v17-75 | 1 | 75 |  |  | 17.0 m |  | 22 m
Vestas V17 - 75 Lattice - 90,00 kW - Wind turbine | https://en.wind-turbine-models.com/turbines/212-vestas-v17-75-lattice | 1 | 90 |  |  | 17.0 m | 3 | 24.0 m
Vestas V17 - 75 - 90,00 kW - Wind turbine | https://en.wind-turbine-models.com/turbines/211-vestas-v17-75 | 1 | 90 |  |  | 17.0 m | 3 | 22.0 m
Vestas V19-90 - 90,00 kW - Wind turbine | https://en.wind-turbine-models.com/turbines/1700-vestas-v19-90 | 1 | 90 | 3.5 | 18 | 18.8 m | 3 | 23.2 m | 23
Vestas V20 - 100,00 kW - Wind turbine | https://en.wind-turbine-models.com/turbines/618-vestas-v20 | 1 | 100 | 4.5 | 13 | 20.0 m | 3 | 24.0 m | 25
Vestas V25 - 200,00 kW - Wind turbine | https://en.wind-turbine-models.com/turbines/276-vestas-v25 | 1 | 200 | 3.5 | 11.5 | 25.0 m | 3 | 30 / 38.5 m | 25
Vestas V27 - 225,00 kW - Wind turbine | https://en.wind-turbine-models.com/turbines/9-vestas-v27 | 1 | 225 | 3 |  | 27.0 m | 3 | 110 ft m | 25
Vestas V27 - 225,00 kW - Wind turbine | https://en.wind-turbine-models.com/turbines/274-vestas-v27 | 1 | 225 | 3.5 | 14 | 27.0 m | 3 | 30 m | 25
Vestas V27 WindWorld Tårn - 225,00 kW - Wind turbine | https://en.wind-turbine-models.com/turbines/275-vestas-v27-windworld-t-rn | 1 | 225 |  |  | 27.0 m | 3
Vestas V29 - 225,00 kW - Wind turbine | https://en.wind-turbine-models.com/turbines/273-vestas-v29 | 1 | 225 | 3.5 | 14 | 29.0 m | 3 | 31.5 / 51.5 m | 25
Victor Energy Victor 5kW - 5,00 kW - Wind turbine | https://en.wind-turbine-models.com/turbines/1024-victor-energy-victor-5kw | 1 | 5
Vind Teknik 520 - Wind turbine | https://en.wind-turbine-models.com/turbines/1426-vind-teknik-520 | 1
Vind-Syssel VS130/22 - 130,00 kW - Wind turbine | https://en.wind-turbine-models.com/turbines/220-vind-syssel-vs130-22 | 1 | 130 | 4 | 12 | 22.2 m | 3 | 26 m | 23
Vind-Syssel VS150/22 - 150,00 kW - Wind turbine | https://en.wind-turbine-models.com/turbines/219-vind-syssel-vs150-22 | 1 | 150 | 4 | 14 | 22.0 m | 3 | 25/31 m | 23
Vindby V1A-G9 - 1,00 kW - Wind turbine | https://en.wind-turbine-models.com/turbines/1025-vindby-v1a-g9 | 1 | 1 | 2.5 |  | 1.8 m | 5 | 2/6/9 m
Voith DFVLR 10kW - 10,00 kW - Wind turbine | https://en.wind-turbine-models.com/turbines/931-voith-dfvlr-10kw | 1 | 10 |  | 8.5 | 11.3 m | 2 | 10 m
VWT Power hy5 - 5,00 kW - Wind turbine | https://en.wind-turbine-models.com/turbines/1070-vwt-power-hy5 | 1 | 5 | 3 | 11 | 5.6 m | 3 | 8/10/12/15/18/20 m | 25
VWT Power qr5 - 6,50 kW - Wind turbine | https://en.wind-turbine-models.com/turbines/1069-vwt-power-qr5 | 1 | 6.5 | 5 | 16 | 3.1 m | 3 | 5 m | 26
Wagner - Rotor Fuerteventura prototype - Wind turbine | https://en.wind-turbine-models.com/turbines/2039-wagner-rotor-fuerteventura-prototype | 1 |  |  |  |  | 2
Schönball Energie NOAH 10/45 kW - 45,00 kW - Wind turbine | https://en.wind-turbine-models.com/turbines/1441-schoenball-energie-noah-10-45-kw | 1 | 45 | 3 | 16 | 12.0 m | 3 | 12 m | 25
WECS-TECH Wecs-Tech 1558 - 150,00 kW - Wind turbine | https://en.wind-turbine-models.com/turbines/546-wecs-tech-wecs-tech-1558 | 1 | 150 |  |  | 17.7 m | 3
Wenergy M 22 - 22,00 kW - Wind turbine | https://en.wind-turbine-models.com/turbines/2182-wenergy-m-22 | 1 | 22 | 4 | 17 | 9.8 m | 3 | 19 m
Wenergy M 23 - 22,00 kW - Wind turbine | https://en.wind-turbine-models.com/turbines/2183-wenergy-m-23 | 1 | 22 | 4 | 14 | 23.0 m | 3 | 31 m | 28
Wenergy M 66-13-US/ M 55-11 - 65,00 kW - Wind turbine | https://en.wind-turbine-models.com/turbines/2184-wenergy-m-66-13-us-m-55-11 | 1 | 65 | 4 | 16 | 16.0 m | 3 | 23 m
Wenergy M 108/ M 95 - 108,00 kW - Wind turbine | https://en.wind-turbine-models.com/turbines/2185-wenergy-m-108-m-95 | 1 | 108 | 4 | 15 | 19.3 m | 3 | 23 m | 28
WepfAir Hans - 250,00 kW - Wind turbine | https://en.wind-turbine-models.com/turbines/2468-wepfair-hans | 1 | 250 |  |  | 14.0 m | 18 | 15.6 m
WepfAir Windturbine 2016 - 80,00 kW - Wind turbine | https://en.wind-turbine-models.com/turbines/2467-wepfair-windturbine-2016 | 1 | 80 |  |  | 14.0 m | 6 | 15.8 m
WES WES50 - 50,00 kW - Wind turbine | https://en.wind-turbine-models.com/turbines/926-wes-wes50 | 1 | 50 | 3 | 9.5 | 20.0 m | 2 | 24/30/31 m | 25
WES WES80 - 80,00 kW - Wind turbine | https://en.wind-turbine-models.com/turbines/925-wes-wes80 | 1 | 80 | 3 | 13 | 18.0 m | 2 | 18/24/30/31/39 m | 25
WES WES100 - 100,00 kW - Wind turbine | https://en.wind-turbine-models.com/turbines/924-wes-wes100 | 1 | 100 | 3 | 13 | 18.0 m | 2 | 18/24/30/31 m | 25
WES WES250 - 250,00 kW - Wind turbine | https://en.wind-turbine-models.com/turbines/923-wes-wes250 | 1 | 250 | 3.5 | 13 | 30.0 m | 2 | 30/39/48 m | 25
WestWind WestWind - Wind turbine | https://en.wind-turbine-models.com/turbines/555-westwind-westwind | 1
Wincon W 3 "Windflower" - 3,00 kW - Wind turbine | https://en.wind-turbine-models.com/turbines/2192-wincon-w-3-windflower | 1 | 3 | 3.5 |  | 3.7 m | 12 | 9 m
Wincon M 22 - 22,00 kW - Wind turbine | https://en.wind-turbine-models.com/turbines/2186-wincon-m-22 | 1 | 22 | 4 | 17 | 9.8 m | 3 | 19 m
Wincon M 55/11 - 55,00 kW - Wind turbine | https://en.wind-turbine-models.com/turbines/2187-wincon-m-55-11 | 1 | 55 | 4 | 15 | 16.0 m | 3 | 23 m
Wincon W99 - 99,00 kW - Wind turbine | https://en.wind-turbine-models.com/turbines/707-wincon-w99 | 1 | 99 | 4 | 16 | 19.6 m | 3 | 23 m | 35
Wincon W99 XT - 100,00 kW - Wind turbine | https://en.wind-turbine-models.com/turbines/604-wincon-w99-xt | 1 | 100 | 4.5 | 16 | 21.0 m | 3 | 23 / 24 / 27 m | 30
Wincon M 100 - 108,00 kW - Wind turbine | https://en.wind-turbine-models.com/turbines/2188-wincon-m-100 | 1 | 108 | 4 | 14 | 19.0 m | 3 | 23 m
Wincon W110/XT - 105,00 kW - Wind turbine | https://en.wind-turbine-models.com/turbines/2190-wincon-w110-xt | 1 | 105 | 4.5 | 13 | 21.0 m | 3 | 22 / 27 / 30 m | 25
Wincon W110/19,6 - 110,00 kW - Wind turbine | https://en.wind-turbine-models.com/turbines/2189-wincon-w110-19-6 | 1 | 110 | 4 | 14 | 19.6 m | 3 | 23 m
Wincon W200/24 - 200,00 kW - Wind turbine | https://en.wind-turbine-models.com/turbines/2191-wincon-w200-24 | 1 | 200 | 4.5 | 14 | 24.0 m | 3 | 30 m | 25
Wincon W200/25 - 200,00 kW - Wind turbine | https://en.wind-turbine-models.com/turbines/1424-wincon-w200-25 | 1 | 200 | 4.5 | 12 | 25.0 m | 3 | 29/30 m | 25
Wincon W200/26 - 200,00 kW - Wind turbine | https://en.wind-turbine-models.com/turbines/708-wincon-w200-26 | 1 | 200 | 4.5 | 13 | 26.0 m | 3 | 30 m | 25
Wincon W200/26 Gedser - 200,00 kW - Wind turbine | https://en.wind-turbine-models.com/turbines/181-wincon-w200-26-gedser | 1 | 200 | 4.5 | 13 | 26.0 m | 3 | 25 (Gedser)/30 m | 25
Wincon W250/29 - 250,00 kW - Wind turbine | https://en.wind-turbine-models.com/turbines/724-wincon-w250-29 | 1 | 250 | 3 | 15 | 29.0 m | 3 | 30 m | 25
WEG Wind EnergyGroup prototypes - Wind turbine | https://en.wind-turbine-models.com/turbines/1375-weg-wind-energygroup-prototypes | 1
WEG Wind EnergyGroup WEG MS-1 - 250,00 kW - Wind turbine | https://en.wind-turbine-models.com/turbines/1351-weg-wind-energygroup-weg-ms-1 | 1 | 250 | 7.5 | 17 | 20.0 m | 2 | 16.3 m | 27
WEG Wind EnergyGroup WEG MS-2 - 250,00 kW - Wind turbine | https://en.wind-turbine-models.com/turbines/609-weg-wind-energygroup-weg-ms-2 | 1 | 250 | 6 | 14 | 25.0 m | 3 |  | 24
WESPA 200/29 - 200,00 kW - Wind turbine | https://en.wind-turbine-models.com/turbines/1549-wespa-200-29 | 1 | 200 | 4 | 14 | 29.8 m | 3 | 36/46/50 m | 25
WESPA 200/31 - 200,00 kW - Wind turbine | https://en.wind-turbine-models.com/turbines/1550-wespa-200-31 | 1 | 200 | 4 | 13.5 | 31.0 m | 3 | 36/46/50 m | 25
Windmatic WM 10s-22 - 22,00 kW - Wind turbine | https://en.wind-turbine-models.com/turbines/1052-windmatic-wm-10s-22 | 1 | 22 | 3 | 15 | 10.2 m | 3 | 12 m | 25
Windmatic WM 12s-30 - 30,00 kW - Wind turbine | https://en.wind-turbine-models.com/turbines/1051-windmatic-wm-12s-30 | 1 | 30 |  |  | 12.5 m | 3
Windmatic WM 14-55 - 55,00 kW - Wind turbine | https://en.wind-turbine-models.com/turbines/176-windmatic-wm-14-55 | 1 | 55 |  |  | 14.0 m | 3 | 18 m
Windmatic WM 14s-65 - 65,00 kW - Wind turbine | https://en.wind-turbine-models.com/turbines/552-windmatic-wm-14s-65 | 1 | 65 |  |  | 14.0 m | 3 | 18 m
Windmatic WM 15s-55 - 55,00 kW - Wind turbine | https://en.wind-turbine-models.com/turbines/712-windmatic-wm-15s-55 | 1 | 55 | 3.5 | 15 | 14.5 m | 3 | 18/22.5/24 m | 25
Windmatic WM 15s-66 - 66,00 kW - Wind turbine | https://en.wind-turbine-models.com/turbines/593-windmatic-wm-15s-66 | 1 | 66 | 3.5 | 15 | 15.5 m | 3 | 18/22/24.5 m | 25
Windmatic WM 17-75 - 75,00 kW - Wind turbine | https://en.wind-turbine-models.com/turbines/683-windmatic-wm-17-75 | 1 | 75 | 3.5 | 15 | 17.0 m | 3 | 18/22/24 m | 25
Windmatic WM 17s-75 - 75,00 kW - Wind turbine | https://en.wind-turbine-models.com/turbines/177-windmatic-wm-17s-75 | 1 | 75 | 3.5 | 15 | 17.0 m | 3 | 18/22/24 m | 25
Windmatic WM 17s-95 - 95,00 kW - Wind turbine | https://en.wind-turbine-models.com/turbines/590-windmatic-wm-17s-95 | 1 | 95 | 3.5 | 15 | 17.0 m | 3 | 18/22/24 m | 25
Windmatic WM 19-99 - 99,00 kW - Wind turbine | https://en.wind-turbine-models.com/turbines/684-windmatic-wm-19-99 | 1 | 99 | 3.5 | 12 | 19.0 m | 3 | 24 / 30 m | 25
Windmatic WM 19-105 - 105,00 kW - Wind turbine | https://en.wind-turbine-models.com/turbines/174-windmatic-wm-19-105 | 1 | 105 |  |  | 19.0 m | 3 | 30 m
Windmatic WM 20s - 130,00 kW - Wind turbine | https://en.wind-turbine-models.com/turbines/985-windmatic-wm-20s | 1 | 130 |  |  | 20.0 m | 2 | 31 m
Windmatic WM 23-200 - 200,00 kW - Wind turbine | https://en.wind-turbine-models.com/turbines/175-windmatic-wm-23-200 | 1 | 200 |  |  | 23.0 m | 3 | 30 m
WTN Wind TechnikNord WTN 200/26 - 200,00 kW - Wind turbine | https://en.wind-turbine-models.com/turbines/408-wtn-wind-techniknord-wtn-200-26 | 1 | 200 | 4 | 13 | 26.0 m | 3 | 30/40 m | 25
WTN Wind TechnikNord WTN 250/30 - 250,00 kW - Wind turbine | https://en.wind-turbine-models.com/turbines/1273-wtn-wind-techniknord-wtn-250-30 | 1 | 250 | 4 | 14 | 30.0 m | 3 | 30/40/46/50 m | 25
Wind World W2080 - 120,00 kW - Wind turbine | https://en.wind-turbine-models.com/turbines/241-wind-world-w2080 | 1 | 120 | 4 | 14 | 20.8 m |  | 24 m | 25
Wind World W2320/150 - 150,00 kW - Wind turbine | https://en.wind-turbine-models.com/turbines/237-wind-world-w2320-150 | 1 | 150 | 4 | 13 | 23.2 m |  | 29.7 m | 25
Wind World W2320/160 - 160,00 kW - Wind turbine | https://en.wind-turbine-models.com/turbines/242-wind-world-w2320-160 | 1 | 160 | 4 | 13 | 23.2 m |  | 29.7 m | 25
Wind World W2460/100 - 100,00 kW - Wind turbine | https://en.wind-turbine-models.com/turbines/722-wind-world-w2460-100 | 1 | 100 |  |  | 24.6 m | 3 | 30 m
Wind World W2500 - 220,00 kW - Wind turbine | https://en.wind-turbine-models.com/turbines/239-wind-world-w2500 | 1 | 220 | 2 | 13.5 | 25.0 m | 3 | 31 m | 25
Wind World W2700 - 150,00 kW - Wind turbine | https://en.wind-turbine-models.com/turbines/238-wind-world-w2700 | 1 | 150 | 2 | 11 | 27.0 m | 3 | 31/41 m | 25
Wind World W2800/150 - 150,00 kW - Wind turbine | https://en.wind-turbine-models.com/turbines/723-wind-world-w2800-150 | 1 | 150 | 4 |  | 28.0 m | 3 | 30 / 40 m | 25
Wind World W3000/250 - 250,00 kW - Wind turbine | https://en.wind-turbine-models.com/turbines/379-wind-world-w3000-250 | 1 | 250 | 2 | 12 | 29.2 m | 3 | 31/41/50 m | 25
Windflower W3 - 3,00 kW - Wind turbine | https://en.wind-turbine-models.com/turbines/1496-windflower-w3 | 1 | 3 | 3.5 | 19 | 3.7 m | 12 | 9 m
Windharvester WH 15 - 15,00 kW - Wind turbine | https://en.wind-turbine-models.com/turbines/348-windharvester-wh-15 | 1 | 15 |  |  |  |  | 9 m
Windharvester WH 45 - 45,00 kW - Wind turbine | https://en.wind-turbine-models.com/turbines/349-windharvester-wh-45 | 1 | 45 | 4 | 11.2 | 17.0 m | 3 | 15.5 m | 20.2
Windkraft-Zentrale elektrOmat 0,2kW HD212 - 0,20 kW - Wind turbine | https://en.wind-turbine-models.com/turbines/2239-windkraft-zentrale-elektromat-0-2kw-hd212 | 1 | 0.2 | 3 | 7.9 | 2.0 m | 2 | 3 m | 17
Windkraft-Zentrale elektrOmat 0,3kW HD312 - 0,30 kW - Wind turbine | https://en.wind-turbine-models.com/turbines/2238-windkraft-zentrale-elektromat-0-3kw-hd312 | 1 | 0.3 | 2.2 | 8 | 2.3 m | 2 | 4 m | 25
Windkraft-Zentrale elektrOmat 10kW - 10,00 kW - Wind turbine | https://en.wind-turbine-models.com/turbines/115-windkraft-zentrale-elektromat-10kw | 1 | 10 |  |  | 4.0 m | 16
Windkraft-Zentrale elektrOmat 10kW / 3 blade version - 10,00 kW - Wind turbine | https://en.wind-turbine-models.com/turbines/2285-windkraft-zentrale-elektromat-10kw-3-blade-version | 1 | 10 | 4 | 12 | 10.0 m | 3 | 14 m | 48
Windkraft-Zentrale elektrOmat 12kW - 12,00 kW - Wind turbine | https://en.wind-turbine-models.com/turbines/1579-windkraft-zentrale-elektromat-12kw | 1 | 12
Windkraft-Zentrale elektrOmat 20kW - 20,00 kW - Wind turbine | https://en.wind-turbine-models.com/turbines/1580-windkraft-zentrale-elektromat-20kw | 1 | 20 | 3 | 11 | 10.0 m | 3 | 14 m | 30
Windkraft-Zentrale elektrOmat 25kW - 25,00 kW - Wind turbine | https://en.wind-turbine-models.com/turbines/921-windkraft-zentrale-elektromat-25kw | 1 | 25 | 4 | 11 | 10.4 m | 3 | 14.5/18 m | 48
WindMaster / HMZ WM 100 - 100,00 kW - Wind turbine | https://en.wind-turbine-models.com/turbines/328-windmaster-hmz-wm-100 | 1 | 100 | 4.5 | 10.8 | 22.0 m | 3 | 23 m | 22
WindMaster / HMZ WM 150 - 150,00 kW - Wind turbine | https://en.wind-turbine-models.com/turbines/2193-windmaster-hmz-wm-150 | 1 | 150 | 5 | 12.5 | 22.0 m | 3 | 23 m | 25
WindMaster / HMZ WM 200 - 200,00 kW - Wind turbine | https://en.wind-turbine-models.com/turbines/2196-windmaster-hmz-wm-200 | 1 | 200 | 5 | 16 | 21.8 m | 3 | 23 m | 26
WindMaster / HMZ WM 225 - 225,00 kW - Wind turbine | https://en.wind-turbine-models.com/turbines/2197-windmaster-hmz-wm-225 | 1 | 225 | 4 | 17.5 | 22.5 m | 3 | 23 m | 25
Windspot 7.5Kw - 7,50 kW - Wind turbine | https://en.wind-turbine-models.com/turbines/1372-windspot-7.5kw | 1 | 7.5 | 3 | 12 | 6.3 m | 3 | 12/14/18 m | 20
Windworks Windworker 10 - 9,00 kW - Wind turbine | https://en.wind-turbine-models.com/turbines/539-windworks-windworker-10 | 1 | 9 |  |  | 10.0 m | 3
WIPO AIRJet 5 - 5,00 kW - Wind turbine | https://en.wind-turbine-models.com/turbines/1036-wipo-airjet-5 | 1 | 5 | 3.5 | 10 | 6.0 m | 3 | 12 m | 25
WIPO WINForce 10kW - 10,00 kW - Wind turbine | https://en.wind-turbine-models.com/turbines/317-wipo-winforce-10kw | 1 | 10 | 3.5 | 9 | 9.8 m | 3 | 12/20 m | 25
Wobbelkow Eigenbau - Wind turbine | https://en.wind-turbine-models.com/turbines/1281-wobbelkow-eigenbau | 1 |  |  |  |  | 8
Wienpahl Prototype - 0,50 kW - Wind turbine | https://en.wind-turbine-models.com/turbines/126-wienpahl-prototype | 1 | 0.5 | 3.5 | 6 | 3.6 m | 3 | 11.0 m | 25
WWA Falcon 40 - 10,00 kW - Wind turbine | https://en.wind-turbine-models.com/turbines/1645-wwa-falcon-40 | 1 | 10 | 3.5 | 11 | 7.1 m | 3 | 18 m
XANT XANT M-21 - 100,00 kW - Wind turbine | https://en.wind-turbine-models.com/turbines/1455-xant-xant-m-21 | 1 | 100 | 3 | 11 | 21.0 m | 3 | 23. 31. 38 m | 20
XANT XANT M-24 - 95,00 kW - Wind turbine | https://en.wind-turbine-models.com/turbines/1643-xant-xant-m-24 | 1 | 95 | 3 | 10 | 24.0 m | 3 | 23 / 31.5 / 38 m | 16
XZERES Wind Skystream 3.7 - 2,10 kW - Wind turbine | https://en.wind-turbine-models.com/turbines/1732-xzeres-wind-skystream-3.7 | 1 | 2.1 | 3.2 | 11 | 3.7 m | 3 | site specific m | 25
XZERES Wind 50 - 51,00 kW - Wind turbine | https://en.wind-turbine-models.com/turbines/1730-xzeres-wind-50 | 1 | 51 | 3 | 11 | 16.5 m | 3 | site specific m | 25
XZERES Wind 442SR - 10,40 kW - Wind turbine | https://en.wind-turbine-models.com/turbines/1731-xzeres-wind-442sr | 1 | 10.4 | 2.5 | 11 | 7.2 m | 3 | site specific m | 25
Yamaha 17 kW - 17,00 kW - Wind turbine | https://en.wind-turbine-models.com/turbines/2513-yamaha-17-kw | 1 | 17
Yamaha 100 kW - 100,00 kW - Wind turbine | https://en.wind-turbine-models.com/turbines/2514-yamaha-100-kw | 1 | 100
Zenia Energy 7,5kW - 7,50 kW - Wind turbine | https://en.wind-turbine-models.com/turbines/1614-zenia-energy-7-5kw | 1 | 7.5 | 3 |  | 7.1 m | 3 | 18 m | 30
Zenia Energy 10kW - 10,00 kW - Wind turbine | https://en.wind-turbine-models.com/turbines/1613-zenia-energy-10kw | 1 | 10 | 3 |  | 7.1 m | 3 | 18 m | 30
Zenia Energy 30kW - 30,00 kW - Wind turbine | https://en.wind-turbine-models.com/turbines/1612-zenia-energy-30kw | 1 | 30 | 3 |  | 13.8 m | 3 | 18 m | 25
Zephyr Prototype - Wind turbine | https://en.wind-turbine-models.com/turbines/2504-zephyr-prototype | 1
Zephyr Z-1000-24 - 1,00 kW - Wind turbine | https://en.wind-turbine-models.com/turbines/2501-zephyr-z-1000-24 | 1 | 1 | 2.5 | 12.5 | 1.8 m | 3 | site specific m
Zephyr Z-1000-48 - 1,00 kW - Wind turbine | https://en.wind-turbine-models.com/turbines/2502-zephyr-z-1000-48 | 1 | 1 | 2.5 | 12.5 | 1.8 m | 3 | site specific m
Zephyr Z-9000 - 5,10 kW - Wind turbine | https://en.wind-turbine-models.com/turbines/2503-zephyr-z-9000 | 1 | 5.1 | 3.6 | 12 | 5.5 m | 3 | site specific m
Zephyr WTS 28.250 - 250,00 kW - Wind turbine | https://en.wind-turbine-models.com/turbines/1030-zephyr-wts-28.250 | 1 | 250 | 3 | 12 | 28.0 m | 2 | 32.8 m | 28
Windey WD25-250 - 250,00 kW - Wind turbine | https://en.wind-turbine-models.com/turbines/1238-windey-wd25-250 | 1 | 250 | 4 | 14 | 25.0 m | 3 | 28.5 m | 23