## Sheet1
| Unnamed: 0.5 | Unnamed: 0.4 | Unnamed: 0.3 | Unnamed: 0.2 | Unnamed: 0.1 | Unnamed: 0 | Turbine | Links | check | Rated power: | Flexible power ratings: | Cut-in wind speed: | Rated wind speed: | Diameter: | Swept area: | Number of blades: | Power density 1: | Power density 2: | Type: | Stages: | Number: | Voltage: | Grid connection: | Grid frequency: | Hub height: | Offshore: | Cut-out wind speed: | Survival wind speed: | Material: | Shape: | Corrosion protection: | Onshore: | Wind zone (DIBt): | Wind class (IEC): | Rotor speed, max: | Tipspeed: | Manufacturer: | Ratio: | Speed, max: | Rotor: | Nacelle: | Tower, max: | Total weight: | Hub: | Installation: | Single blade:
0 | 0 | 0 | 0 | 0 | 0 | 0 | 2-B Energy 2B6 - 6,00 MW - Wind turbine | https://en.wind-turbine-models.com/turbines/1250-2-b-energy-2b6 | 1 | 6,000.0 kW | - | 3.0 m/s | 13.0 m/s | 140.6 m | 15,526.0 m² | 2 | 386.4 W/m² | 2.6 m²/kW | spur/planetary | 3 | 1 | 10,000.0 V | inverters | 50 Hz | 95/100 m | Yes
1 | 1 | 1 | 1 | 1 | 1 | 1 | AAER A1500-70 - 1,50 MW - Wind turbine | https://en.wind-turbine-models.com/turbines/597-aaer-a1500-70 | 1 | 1,500.0 kW | - | 3.0 m/s | 11.8 m/s | 77.0 m | 3,848.0 m² | 3 | 389.8 W/m² | 2.6 m²/kW | AB37 | 3 | 1 | 480.0 V | IGBT | 60 Hz | 70/80 m | No | 20.0 m/s | 59.0 m/s | GFK | conical | painted | Yes
2 | 2 | 2 | 2 | 2 | 2 | 2 | AAER A1500-77 - 1,50 MW - Wind turbine | https://en.wind-turbine-models.com/turbines/2158-aaer-a1500-77 | 1 | 1,500.0 kW | - | 3.0 m/s | 11.0 m/s | 77.0 m | 4,708.0 m² | 3 | 318.6 W/m² | 3.1 m²/kW | NOI 37.5 | 3 | 1 | 690.0 V | IGBT | 50/60 Hz | 65/85 m | No | 20.0 m/s | 51.0 m/s | GFRP | conical |  | Yes | II | IIIa | 19.0 U/min | 77 m/s | NOI Rotortechnik | 1:104 | 1,976.0 U/min | 33.0 t | 70.0 t | 200.0 t | 300.0 t
3 | 3 | 3 | 3 | 3 | 3 | 3 | AAER A2000-71 - 2,00 MW - Wind turbine | https://en.wind-turbine-models.com/turbines/2159-aaer-a2000-71 | 1 | 2,000.0 kW | - |  |  | 71.0 m | 3,960.0 m² | 3 | 505.1 W/m² | 2.0 m²/kW | spur/planetary | 3 | 1 | 690.0 V | IGBT | 50/60 Hz | 65/100 m | No |  |  |  | conical |  | Yes
4 | 4 | 4 | 4 | 4 | 4 | 4 | AAER A2000-80 - 2,00 MW - Wind turbine | https://en.wind-turbine-models.com/turbines/2160-aaer-a2000-80 | 1 | 2,000.0 kW | - |  |  | 80.0 m | 5,027.0 m² | 3 | 397.9 W/m² | 2.5 m²/kW | spur/planetary | 3 | 1 | 690.0 V | IGBT | 50/60 Hz | 65/100 m | No |  |  |  | conical |  | Yes
5 | 5 | 5 | 5 | 5 | 5 | 5 | AAER A2000-84 - 2,00 MW - Wind turbine | https://en.wind-turbine-models.com/turbines/2161-aaer-a2000-84 | 1 | 2,000.0 kW | - |  |  | 84.0 m | 5,542.0 m² | 3 | 360.9 W/m² | 2.8 m²/kW | spur/planetary | 3 | 1 | 690.0 V | IGBT | 50/60 Hz | 65/100 m | No |  |  |  | conical |  | Yes
6 | 6 | 6 | 6 | 6 | 6 | 6 | Acciona AW-70/1500 - 1,50 MW - Wind turbine | https://en.wind-turbine-models.com/turbines/777-acciona-aw-70-1500 | 1 | 1,500.0 kW | - | 4.0 m/s | 11.6 m/s | 70.0 m | 3,848.0 m² | 3 | 389.8 W/m² | 2.6 m²/kW | 34 | 3 | 1 | 12,000.0 V | IGBT | 50/60 Hz | 60/80 m | No | 25.0 m/s |  | GFRP | conical | painted | Yes |  |  | 20.2 U/min | 74 m/s |  | 1:59 | 1,300.0 U/min | 15.2 t | 52.2 t | 135.0 t | 202.4 t
7 | 7 | 7 | 7 | 7 | 7 | 7 | Acciona AW-77/1500 - 1,50 MW - Wind turbine | https://en.wind-turbine-models.com/turbines/778-acciona-aw-77-1500 | 1 | 1,500.0 kW | - | 3.5 m/s | 11.1 m/s | 77.0 m | 4,615.0 m² | 3 | 325.0 W/m² | 3.1 m²/kW | 37.3 | 3 | 1 | 12,000.0 V | IGBT | 50/60 Hz | 60/71.5/80 m | No | 25.0 m/s |  | GFRP | conical | painted | Yes | II |  | 18.3 U/min | 74 m/s |  | 1:65 | 1,200.0 U/min | 15.2 t | 52.3 t | 135.0 t | 202.5 t
8 | 8 | 8 | 8 | 8 | 8 | 8 | Acciona AW-82/1500 - 1,50 MW - Wind turbine | https://en.wind-turbine-models.com/turbines/585-acciona-aw-82-1500 | 1 | 1,500.0 kW | - | 3.0 m/s | 10.5 m/s | 82.0 m | 5,289.0 m² | 3 | 283.6 W/m² | 3.5 m²/kW | 40.3 | 3 | 1 | 12,000.0 V | IGBT | 50/60 Hz | 80 m | No | 20.0 m/s |  | GFRP | conical | painted | Yes |  |  | 16.7 U/min | 72 m/s |  | 1:65 | 1,300.0 U/min | 15.2 t | 52.3 t | 135.0 t | 202.5 t
9 | 9 | 9 | 9 | 9 | 9 | 9 | Acciona AW-100/3000 - 3,00 MW - Wind turbine | https://en.wind-turbine-models.com/turbines/142-acciona-aw-100-3000 | 1 | 3,000.0 kW | - | 4.0 m/s | 11.7 m/s | 100.0 m | 7,854.0 m² | 3 | 382.0 W/m² | 2.6 m²/kW | 48.7 | 3 | 1 | 12,000.0 V | IGBT | 50/60 Hz | 100/120 m | No | 25.0 m/s |  | GFRP | conical | painted | Yes |  |  | 14.2 U/min | 74 m/s |  | 1:77 | 1,300.0 U/min | 66.0 t | 118.0 t | 1,100.0 t | 1,284.0 t | 32.0 t
10 | 10 | 10 | 10 | 10 | 10 | 10 | Acciona AW-109/3000 - 3,00 MW - Wind turbine | https://en.wind-turbine-models.com/turbines/783-acciona-aw-109-3000 | 1 | 3,000.0 kW | - | 3.5 m/s | 11.1 m/s | 109.0 m | 9,331.0 m² | 3 | 321.5 W/m² | 3.1 m²/kW | 53.2 | 3 | 1 | 12,000.0 V | IGBT | 50/60 Hz | 100/120 m | No | 25.0 m/s |  | GFRP | conical | painted | Yes |  |  | 13.2 U/min | 75 m/s |  | 1:83 | 1,320.0 U/min | 66.0 t | 118.0 t | 1,100.0 t | 1,284.0 t
11 | 11 | 11 | 11 | 11 | 11 | 11 | Acciona AW-116/3000 - 3,00 MW - Wind turbine | https://en.wind-turbine-models.com/turbines/784-acciona-aw-116-3000 | 1 | 3,000.0 kW | - | 3.0 m/s | 10.6 m/s | 116.0 m | 10,568.0 m² | 3 | 283.9 W/m² | 3.5 m²/kW | 56.7 | 3 | 1 | 12,000.0 V | IGBT | 50/60 Hz | 100/120 m | No | 20.0 m/s |  | GFRP | conical | painted | Yes |  |  | 12.3 U/min | 75 m/s |  | 1:89 | 1,320.0 U/min |  | 118.0 t | 1,100.0 t
12 | 12 | 12 | 12 | 12 | 12 | 12 | Acciona AW-125/3000 - 3,00 MW - Wind turbine | https://en.wind-turbine-models.com/turbines/785-acciona-aw-125-3000 | 1 | 3,000.0 kW | - | 3.5 m/s | 12.0 m/s | 125.0 m | 12,305.0 m² | 3 | 243.8 W/m² | 4.1 m²/kW | spur/planetary | 3 | 1 | 12,000.0 V | IGBT | 50/60 Hz | 120 m | No | 25.0 m/s |  | GFRP | conical |  | Yes |  |  | 13.2 U/min | 86 m/s |  |  | 1,300.0 U/min |  | 111.6 t | 1,100.0 t
13 | 13 | 13 | 13 | 13 | 13 | 13 | Acciona AW-132/3000 - 3,00 MW - Wind turbine | https://en.wind-turbine-models.com/turbines/980-acciona-aw-132-3000 | 1 | 3,000.0 kW | - | 3.0 m/s |  | 132.0 m | 13,720.0 m² |  | 218.7 W/m² | 4.6 m²/kW | 2 planetary. 1 parallel (helical) | 3 | 1 | 12,000.0 V | inverters | 50/60 Hz | 84/*120 m | No | 25.0 m/s |  |  | conical | painted | Yes |  | IIIb | [6 empty] | 111.0 t
14 | 14 | 14 | 14 | 14 | 14 | 14 | Acciona AW-140/3000 - 3,00 MW - Wind turbine | https://en.wind-turbine-models.com/turbines/1740-acciona-aw-140-3000 | 1 | 3,000.0 kW | - | 3.0 m/s |  | 140.0 m | 15,431.0 m² | 3 | 194.4 W/m² | 5.1 m²/kW | 2 planetary. 1 parallel (helical) | 3 | 1 | 12,000.0 V | IGBT | 50/60 Hz | 82 and custom / 120* m | No | 20.0 m/s |  |  | conical | painted | Yes |  | S | [6 empty] | 108.0 t |  |  |  | 2018
15 | 15 | 15 | 15 | 15 | 15 | 15 | Acciona AW-148/3300 - 3,30 MW - Wind turbine | https://en.wind-turbine-models.com/turbines/2303-acciona-aw-148-3300 | 1 | 3,300.0 kW | 3,000.0 - 3,300.0 kW | 3.0 m/s | - | 148.0 m | 17,203.0 m² | 3 | 191.8 W/m² | 5.2 m²/kW | Doubly-fed induction machine |  | 1 | 12,000.0 V |  | 50/60 Hz | 120 / project and region-specific m | No | 20.0 m/s |  |  |  |  | Yes |  | S | 12.4 U/min | 96 m/s
16 | 16 | 16 | 16 | 16 | 16 | 16 | Acowind A-63 - 1,00 MW - Wind turbine | https://en.wind-turbine-models.com/turbines/2423-acowind-a-63 | 1 | 1,000.0 kW | - | 3.0 m/s | 12.0 m/s | 56.0 m | 2,463.0 m² | 3 | 406.0 W/m² | 2.5 m²/kW | Flettner Rotor | 1 | 1 | 690.0 V |  | 50 Hz | 60 m | No | 25.0 m/s |  | GFRP | conical | coated | Yes |  |  | 6.1 U/min | 18 m/s | Zak?ady Lotnicze Marga?ski & Mys?owski SA | 1:248 | 1,515.0 U/min | 38.0 t | 40.0 t | 80.0 t | 158.0 t | 26.0 t |  | 4.0 t
17 | 17 | 17 | 17 | 17 | 17 | 17 | ACSA LMW-0.250 - 0,25 kW - Wind turbine | https://en.wind-turbine-models.com/turbines/2377-acsa-lmw-0.250 | 1 | 0.3 kW | 250.0 - 330.0 kW | 3.0 m/s | 10.0 m/s | 1.7 m | 2.3 m² | 3 | 110.1 W/m² | 9.1 m²/kW | Göttingen 417 A |  | 1 | 24.0 V | voltage controller | 50 Hz | 6-12 m | Yes | - | 60.0 m/s | Polyester or reinforced époxy with fiberglass | cylindrical | galvanized |  |  |  | 1,300.0 U/min | 116 m/s
18 | 18 | 18 | 18 | 18 | 18 | 18 | ACSA LMW-0.600 - 0,60 kW - Wind turbine | https://en.wind-turbine-models.com/turbines/2378-acsa-lmw-0.600 | 1 | 0.6 kW | 0.6 - 0.7 kW | 3.0 m/s | 12.0 m/s | 2.2 m | 3.8 m² | 2 | 157.9 W/m² | 6.3 m²/kW | Clark Y |  | 1 | 24.0 V | voltage controller | 50 Hz | 6-12 m | Yes | - | 60.0 m/s | Polyester or reinforced époxy with fiberglass | conical | galvanized |  |  |  | 1,000.0 U/min | 115 m/s
19 | 19 | 19 | 19 | 19 | 19 | 19 | ACSA LMW-1.000 - 1,00 kW - Wind turbine | https://en.wind-turbine-models.com/turbines/2379-acsa-lmw-1.000 | 1 | 1.0 kW | 0.8 - 1.0 kW | 2.5 m/s | 10.5 m/s | 3.1 m | 7.7 m² | 3 | 130.7 W/m² | 7.7 m²/kW | NACA 4415 |  | 1 | 120.0 V | voltage controller | 50 Hz | 6-12 m | Yes | - | 60.0 m/s | Polyester or reinforced époxy with fiberglass or carbon | cylindrical | galvanized |  |  |  | 775.0 U/min | 127 m/s
20 | 20 | 20 | 20 | 20 | 20 | 20 | ACSA LMW-1.500 - 1,00 kW - Wind turbine | https://en.wind-turbine-models.com/turbines/2380-acsa-lmw-1.500 | 1 | 1.0 kW | 1.0 - 1.4 kW | 2.5 m/s | 10.5 m/s | 3.1 m | 7.7 m² | 3 | 130.7 W/m² | 7.7 m²/kW | NACA 4415 |  | 1 | 120.0 V | voltage controller | 50 Hz | 6-18 m | Yes | - | 60.0 m/s | Polyester or reinforced époxy with fiberglass or carbon | cylindrical | galvanized |  |  |  | 800.0 U/min | 131 m/s
21 | 21 | 21 | 21 | 21 | 21 | 21 | ACSA LMW-2.000 - 2,00 kW - Wind turbine | https://en.wind-turbine-models.com/turbines/2381-acsa-lmw-2.000 | 1 | 2.0 kW | 2.0 - 2.4 kW | 3.0 m/s | 10.0 m/s | 5.0 m | 19.6 m² | 3 | 101.9 W/m² | 9.8 m²/kW | NACA 4415 |  | 1 | 120.0 V | voltage controller | 50 Hz | 6-18 m | Yes | - | 60.0 m/s | Polyester or reinforced époxy with fiberglass | cylindrical | galvanized |  |  |  | 360.0 U/min | 94 m/s
22 | 22 | 22 | 22 | 22 | 22 | 22 | ACSA LMW-3.000 - 3,00 kW - Wind turbine | https://en.wind-turbine-models.com/turbines/2382-acsa-lmw-3.000 | 1 | 3.0 kW | 3.0 - 3.2 kW | 4.0 m/s | 12.0 m/s | 5.0 m | 19.6 m² | 3 | 152.8 W/m² | 6.5 m²/kW | NACA 4415 |  | 1 | 120.0 V | voltage controller | 50 Hz | 6-18 m | Yes | - | 60.0 m/s | Polyester or reinforced époxy with fiberglass | cylindrical | galvanized |  |  |  | 350.0 U/min | 92 m/s
23 | 23 | 23 | 23 | 23 | 23 | 23 | ACSA LMW-10.000 - 10,00 kW - Wind turbine | https://en.wind-turbine-models.com/turbines/2383-acsa-lmw-10.000 | 1 | 10.0 kW | - | 3.0 m/s | 13.0 m/s | 7.0 m | 38.5 m² | 3 | 259.9 W/m² | 3.8 m²/kW | NLF 416 |  | 1 | 120.0 V | voltage controller | 50 Hz | 6-18 m | Yes |  | 60.0 m/s | Polyester or reinforced époxy with fiberglass | cylindrical | galvanized |  |  |  | 350.0 U/min | 128 m/s
24 | 24 | 24 | 24 | 24 | 24 | 24 | ACSA A17/90 - 90,00 kW - Wind turbine | https://en.wind-turbine-models.com/turbines/2373-acsa-a17-90 | 1 | 90.0 kW | - | 3.3 m/s | 16.8 m/s | 17.0 m | 227.0 m² | 3 | 396.5 W/m² | 2.5 m²/kW | NACA 44 | 2 | 2 | 690.0 V | thyristors | 50 Hz | 23.4 m | No | 28.0 m/s | 50.0 m/s | reinforced polyester fibreglas |  | hot-galvanized | Yes |  |  | 50.2 U/min | 45 m/s | Vestas | 1:24 | 1,500.0 U/min |  |  | 4.3 t | 10.6 t
25 | 25 | 25 | 25 | 25 | 25 | 25 | ACSA A20/100 - 100,00 kW - Wind turbine | https://en.wind-turbine-models.com/turbines/2374-acsa-a20-100 | 1 | 100.0 kW | - | 4.5 m/s | 13.0 m/s | 20.0 m | 314.0 m² | 3 | 318.5 W/m² | 3.1 m²/kW | NACA44 | 2 | 2 | 690.0 V | thyristors | 50 Hz | 24 m | No | 25.0 m/s | 55.0 m/s | GFRP | conical | coated | Yes |  |  | 46.0 U/min | 48 m/s | Vestas | 1:22 | 1,500.0 U/min | 1.7 t | 4.6 t | 5.6 t | 11.9 t | 0.5 t | 1990 | 0.4 t
26 | 26 | 26 | 26 | 26 | 26 | 26 | ACSA A27/225 - 225,00 kW - Wind turbine | https://en.wind-turbine-models.com/turbines/817-acsa-a27-225 | 1 | 225.0 kW | - | 3.5 m/s | 13.5 m/s | 27.0 m | 573.0 m² | 3 | 392.7 W/m² | 2.5 m²/kW | LM 13 | 2 | 1 | 400.0 V | Thyristor | 50 Hz | 30 m | No | 25.0 m/s | 59.0 m/s | GFRP | conical | painted/galvanized | Yes |  |  | 43.0 U/min | 61 m/s | LM Glasfieber | 1:23 | 1,008.0 U/min | 2.9 t | 7.9 t | 12.0 t | 22.8 t
27 | 27 | 27 | 27 | 27 | 27 | 27 | ACSA A29/225 - 225,00 kW - Wind turbine | https://en.wind-turbine-models.com/turbines/2376-acsa-a29-225 | 1 | 225.0 kW | - | 4.0 m/s | 13.0 m/s | 29.0 m | 661.0 m² | 3 | 340.4 W/m² | 2.9 m²/kW | 13.5m | 2 | 1 | 400.0 V | thyristors | 50 Hz | 31.5 / 40 / 50 m | No | 25.0 m/s | 52.5 m/s | GFRP | conical | coated | Yes |  |  | 41.7 U/min | 63 m/s | Vestas | 1:23 | 900.0 U/min | 2.9 t | 7.9 t | 12.0 t | 22.8 t
28 | 28 | 28 | 28 | 28 | 28 | 28 | Adani 5.2-160 - 5,20 MW - Wind turbine | https://en.wind-turbine-models.com/turbines/2512-adani-5.2-160 | 1 | 5,200.0 kW | - | 3.0 m/s | 12.0 m/s | 160.0 m | 20,106.0 m² | 3 | 258.6 W/m² | 3.9 m²/kW | 78m blade |  | 1 |  | full inverter IGBT |  | 120 / site specific m | No | 20.0 m/s |  |  | conical | coated | Yes |  | IIIb |  |  | Mundra Windtech Ltd. | [7 empty] | 2022
29 | 29 | 29 | 29 | 29 | 29 | 29 | ADES ADES 60 - 60,00 kW - Wind turbine | https://en.wind-turbine-models.com/turbines/812-ades-ades-60 | 1 | 60.0 kW | - | 3.5 m/s | 8.0 m/s | 29.0 m | 600.0 m² | 1 | 100.0 W/m² | 10.0 m²/kW | 16.5 |  |  | 690.0 V |  | 50 Hz | 26.5 m | No | 20.0 m/s |  | Fibreglass | conical | painted | Yes |  |  | 50.0 U/min | 76 m/s | ADES | 1:24 | 1,200.0 U/min | 3.2 t | 4.7 t | 9.9 t | 17.8 t
30 | 30 | 30 | 30 | 30 | 30 | 30 | ADES ADES 100 - 100,00 kW - Wind turbine | https://en.wind-turbine-models.com/turbines/813-ades-ades-100 | 1 | 100.0 kW | - | 3.5 m/s | 10.0 m/s | 29.0 m | 600.0 m² | 1 | 166.7 W/m² | 6.0 m²/kW | 16.5 |  |  | 690.0 V |  | 50 Hz | 27.5 m | No | 20.0 m/s |  | Fibreglass | conical | painted | Yes |  |  | 60.0 U/min | 91 m/s | ADES | 1:20 | 1,200.0 U/min | 3.2 t | 4.8 t | 9.9 t | 17.9 t
31 | 31 | 31 | 31 | 31 | 31 | 31 | ADES ADES 200 - 200,00 kW - Wind turbine | https://en.wind-turbine-models.com/turbines/339-ades-ades-200 | 1 | 200.0 kW | - | 4.0 m/s | 11.5 m/s | 36.0 m | 880.0 m² | 1 | 227.3 W/m² | 4.4 m²/kW | Squirrel-cage rotor |  |  | 400.0 V |  | 50 Hz | 31 / 40 m | No | 25.0 m/s |  | Fiberglas/ Epoxy |  |  | Yes | [5 empty] | 1:36 |  | 3.6 t | 11.0 t | 5.5 t | 20.0 t
32 | 32 | 32 | 32 | 32 | 32 | 32 | ADES ADES 335 - 335,00 kW - Wind turbine | https://en.wind-turbine-models.com/turbines/814-ades-ades-335 | 1 | 335.0 kW | - | 3.0 m/s | 12.0 m/s | 36.0 m | 880.0 m² | 1 | 380.7 W/m² | 2.6 m²/kW | 24 |  |  | 690.0 V |  | 50 Hz | 36 m | No | 25.0 m/s |  | Fibreglass | conical | painted | Yes |  |  | 55.0 U/min | 104 m/s | ADES | 1:22 | 1,200.0 U/min | 4.0 t | 9.0 t | 16.5 t | 29.5 t
33 | 33 | 33 | 33 | 33 | 33 | 33 | Adolfsen Mølle SA 11 - 11,00 kW - Wind turbine | https://en.wind-turbine-models.com/turbines/173-adolfsen-m-lle-sa-11 | 1 | 11.0 kW | - |  |  | 9.0 m | 63.6 m² | 3 | 173.0 W/m² | 5.8 m²/kW | Lattice | [5 empty] | 15.0 m | No | [5 empty] | Yes
34 | 34 | 34 | 34 | 34 | 34 | 34 | AWT Inc. AWT-26 / WC-86 - 275,00 kW - Wind turbine | https://en.wind-turbine-models.com/turbines/1319-awt-inc.-awt-26-wc-86 | 1 | 275.0 kW | - | 5.4 m/s | 17.0 m/s | 26.2 m | 539.0 m² | 2 | 510.2 W/m² | 2.0 m²/kW | 12.57m | 2 | 1 | 480.0 V | converter | 60.0 Hz | 24.4/36.6/45.7 m | No | 24.6 m/s | 55.0 m/s | wood epoxy | conical | painted | Yes |  |  | 62.0 U/min | 85 m/s | Flender | 1:32 | 1,800.0 U/min | [6 empty] | 0.5 t
35 | 35 | 35 | 35 | 35 | 35 | 35 | AWT Inc. AWT-27 - 275,00 kW - Wind turbine | https://en.wind-turbine-models.com/turbines/1320-awt-inc.-awt-27 | 1 | 275.0 kW | - | 5.0 m/s | 15.0 m/s | 27.4 m | 589.6 m² | 2 | 466.4 W/m² | 2.1 m²/kW | 13.17m | 2 | 1 | 480.0 V | converter | 60 Hz | 36.6 m | No | 23.0 m/s |  | reinforced carbon fiber |  |  | Yes |  |  | 53.0 U/min | 76 m/s | Flender | 1:34 | 1,800.0 U/min
36 | 36 | 36 | 36 | 36 | 36 | 36 | AWP A/S AWP 90/18 - 90,00 kW - Wind turbine | https://en.wind-turbine-models.com/turbines/1870-awp-a-s-awp-90-18 | 1 | 90.0 kW | - | 4.0 m/s | 13.0 m/s | 18.6 m | 270.0 m² | 3 | 333.3 W/m² | 3.0 m²/kW | 9m |  | 1 | 400.0 V | thyristor | 50/60 Hz | 22.5 / 30 m | No | 25.0 m/s | 57.0 m/s | Glasfiber | conical / lattice | painted / hot dip galvanized | Yes |  |  | 46.0 U/min | 45 m/s | Aerostar | 1:22 | 1,000.0 U/min | 1.8 t | 2.7 t | 8.0 t | 12.5 t |  |  | 0.5 t
37 | 37 | 37 | 37 | 37 | 37 | 37 | AWP A/S AWP 200/23 - 200,00 kW - Wind turbine | https://en.wind-turbine-models.com/turbines/1872-awp-a-s-awp-200-23 | 1 | 200.0 kW | - | 4.0 m/s | 13.0 m/s | 23.0 m | 415.0 m² | 3 | 481.9 W/m² | 2.1 m²/kW | 11m |  | 1 | 480.0 V | thyristor | 50 Hz | 30 m | No | 25.0 m/s | 57.0 m/s | Fiberglass | conical / lattice | painted / hot dip galvanized | Yes |  |  |  |  | Aerostar | 1:22 | 1,000.0 U/min | 3.5 t | 5.5 t | 13.0 t | 22.0 t | 1.4 t |  | 0.7 t
38 | 38 | 38 | 38 | 38 | 38 | 38 | Adwen AD 5-116 - 5,00 MW - Wind turbine | https://en.wind-turbine-models.com/turbines/1808-adwen-ad-5-116 | 1 | 5,000.0 kW | - | 4.0 m/s | 12.5 m/s | 116.0 m | 10,568.0 m² | 3 | 473.1 W/m² | 2.1 m²/kW | step-planetary gear. helical | 1 | 1 | 3,300.0 V | IGBT | 50 Hz | site specific m | Yes | 25.0 m/s |  |  | conical | painted | No |  |  | 14.8 U/min | 90 m/s | Renk | 1:10 | 148.5 U/min | 111.5 t | 233.0 t |  | 345.0 t
39 | 39 | 39 | 39 | 39 | 39 | 39 | Adwen AD 5-132 - 5,00 MW - Wind turbine | https://en.wind-turbine-models.com/turbines/1123-adwen-ad-5-132 | 1 | 5,000.0 kW | - | 2.5 m/s | 13.5 m/s | 132.0 m | 13,685.0 m² | 3 | 365.4 W/m² | 2.7 m²/kW | 64.5m | 2 | 1 | 690.0 V | converter | 50/60 Hz | 95/120/140 m | Yes | 27.0 m/s |  | iber glass or carbon fiber | conical | painted |  |  |  | 11.8 U/min | 82 m/s |  | 1:41 | 490.0 U/min
40 | 40 | 40 | 40 | 40 | 40 | 40 | Adwen AD 5-135 - 5,05 MW - Wind turbine | https://en.wind-turbine-models.com/turbines/1122-adwen-ad-5-135 | 1 | 5,050.0 kW | - | 3.5 m/s | 11.4 m/s | 135.0 m | 14,326.0 m² | 3 | 352.5 W/m² | 2.8 m²/kW | 66m |  | 1 | 3,300.0 V | converter | 50.0 Hz | Site-specific m | Yes | 30.0 m/s |  | CFRP | conical | painted |  |  | Ia | 13.5 U/min | 95 m/s |  | 1:10 | 160.0 U/min | 140.0 t | 230.0 t
41 | 41 | 41 | 41 | 41 | 41 | 41 | Adwen AD 8-180 - 8,00 MW - Wind turbine | https://en.wind-turbine-models.com/turbines/1124-adwen-ad-8-180 | 1 | 8,000.0 kW | - | 3.0 m/s | 12.0 m/s | 180.0 m | 25,447.0 m² | 3 | 314.4 W/m² | 3.2 m²/kW | LM 88.4 P | 2 | 1 | 66,000.0 V | inverters | 50/60 Hz | site specific and foundations conceot m | Yes | 30.0 m/s |  |  | conical | painted |  |  | Ib | 7.5 U/min | 71 m/s | LM Wind Power A/S | 1:41 | 306.0 U/min |  | 550.0 t |  |  |  | 2016
42 | 42 | 42 | 42 | 42 | 42 | 42 | Aeolia Windtech D2CF 200 - 200,00 kW - Wind turbine | https://en.wind-turbine-models.com/turbines/1829-aeolia-windtech-d2cf-200 | 1 | 200.0 kW | - | 3.0 m/s | 10.9 m/s | 28.0 m | 650.0 m² | 3 | 307.7 W/m² | 3.3 m²/kW | WINDblade134-0.2 / 13.4m | 2 | 1 | 400.0 V | IGBT | 50 Hz | 40.3 m | No | 20.0 m/s |  | Fiberglass with integral lightning protection | conical | painted | Yes |  | IIa | 46.0 U/min | 67 m/s | Euros | 1:11 | 500.0 U/min
43 | 43 | 43 | 43 | 43 | 43 | 43 | Aeolian AEO-20 - 6,00 kW - Wind turbine | https://en.wind-turbine-models.com/turbines/493-aeolian-aeo-20 | 1 | 6.0 kW | - | 3.6 m/s | 9.8 m/s | 6.1 m | 29.2 m² | 3 | 205.5 W/m² | 4.9 m²/kW | helical |  | 1 |  |  | 60 Hz | 30.0 m | No |  | 44.7 m/s | Fiberglas |  | painted | Yes |  |  | 95.0 U/min | 30 m/s |  | 1:14 | 1,330.0 U/min
44 | 44 | 44 | 44 | 44 | 44 | 44 | Aeolos Aeolos-V 1kW - 1,00 kW - Wind turbine | https://en.wind-turbine-models.com/turbines/1851-aeolos-aeolos-v-1kw | 1 | 1.0 kW | - | 1.5 m/s | 10.0 m/s | 2.0 m | 3.2 m² | 3 | 312.5 W/m² | 3.2 m²/kW | direct drive |  | 1 | 110.0 V | PWM | 50/60 Hz | 2.8 m | No | 50.0 m/s |  | aluminum alloy | cylindrical | painted | Yes |  |  | 300.0 U/min | 31 m/s
45 | 45 | 45 | 45 | 45 | 45 | 45 | Aeolos Aeolos-H 1kW - 1,00 kW - Wind turbine | https://en.wind-turbine-models.com/turbines/1858-aeolos-aeolos-h-1kw | 1 | 1.0 kW | - | 2.5 m/s | 12.0 m/s | 3.2 m | 8.0 m² | 3 | 125.0 W/m² | 8.0 m²/kW | direct drive |  | 1 | 110.0 V | PWM | 50/60 Hz | site specific m | No | 25.0 m/s | 45.0 m/s | glass fiber | conical | painted | Yes | [8 empty] | 0.1 t
46 | 46 | 46 | 46 | 46 | 46 | 46 | Aeolos Aeolos-H 2kW - 2,00 kW - Wind turbine | https://en.wind-turbine-models.com/turbines/1859-aeolos-aeolos-h-2kw | 1 | 2.0 kW | - | 2.5 m/s | 12.0 m/s | 4.0 m | 12.6 m² | 3 | 158.7 W/m² | 6.3 m²/kW | direct drive |  | 1 | 200.0 V | PWM | 50/60 Hz | site specific m | No | 25.0 m/s | 45.0 m/s | glass fiber | conical | painted | Yes
47 | 47 | 47 | 47 | 47 | 47 | 47 | Aeolos Aeolos-V 3kW - 3,00 kW - Wind turbine | https://en.wind-turbine-models.com/turbines/1852-aeolos-aeolos-v-3kw | 1 | 3.0 kW | - | 1.5 m/s | 10.0 m/s | 3.0 m | 7.1 m² | 3 | 422.5 W/m² | 2.4 m²/kW | direct drive |  | 1 | 220.0 V | PWM | 50/60 Hz | 3.6 m | No | 52.5 m/s |  | aluminum alloy | cylindrical | painted | Yes |  |  | 260.0 U/min | 41 m/s | [6 empty] | 0.1 t
48 | 48 | 48 | 48 | 48 | 48 | 48 | Aeolos Aeolos-H 3kW - 3,00 kW - Wind turbine | https://en.wind-turbine-models.com/turbines/1860-aeolos-aeolos-h-3kw | 1 | 3.0 kW | - | 2.5 m/s | 12.0 m/s | 4.8 m | 18.1 m² | 3 | 165.7 W/m² | 6.0 m²/kW | direct drive |  | 1 | 220.0 V | PWM | 50/60 Hz | site specific m | No | 25.0 m/s | 45.0 m/s | glass fiber | conical | painted | Yes | [8 empty] | 0.1 t
49 | 49 | 49 | 49 | 49 | 49 | 49 | Aeolos Aeolos-V 5kW - 5,00 kW - Wind turbine | https://en.wind-turbine-models.com/turbines/1853-aeolos-aeolos-v-5kw | 1 | 5.0 kW | - | 1.5 m/s | 10.0 m/s | 4.5 m | 15.9 m² | 3 | 314.5 W/m² | 3.2 m²/kW | direct drive |  | 1 | 220.0 V | PWM | 50/60 Hz | 4.8 m | No | 52.5 m/s |  | aluminum alloy | conical | painted | Yes |  |  | 200.0 U/min | 47 m/s | [6 empty] | 0.6 t
50 | 50 | 50 | 50 | 50 | 50 | 50 | Aeolos Aeolos-H 5kW - 5,00 kW - Wind turbine | https://en.wind-turbine-models.com/turbines/1861-aeolos-aeolos-h-5kw | 1 | 5.0 kW | - | 3.0 m/s | 10.0 m/s | 6.4 m | 32.2 m² | 3 | 155.3 W/m² | 6.4 m²/kW | direct drive |  | 1 | 216.0 V | PWM | 50/60 Hz | site specific m | No | 25.0 m/s | 45.0 m/s | glass fiber | conical | painted | Yes
51 | 51 | 51 | 51 | 51 | 51 | 51 | Aeolos Aeolos-V 10kW - 10,00 kW - Wind turbine | https://en.wind-turbine-models.com/turbines/1854-aeolos-aeolos-v-10kw | 1 | 10.0 kW | - | 2.5 m/s | 11.0 m/s | 5.5 m | 23.8 m² | 3 | 420.2 W/m² | 2.4 m²/kW | direct drive |  | 1 | 380.0 V | PWM | 50/60 Hz | 6 m | No | 52.5 m/s |  | aluminum alloy | conical | painted | Yes |  |  | 260.0 U/min | 75 m/s | [6 empty] | 0.7 t
52 | 52 | 52 | 52 | 52 | 52 | 52 | Aeolos Aeolos-H 10kW - 10,00 kW - Wind turbine | https://en.wind-turbine-models.com/turbines/1862-aeolos-aeolos-h-10kw | 1 | 10.0 kW | - | 2.5 m/s | 10.0 m/s | 8.0 m | 50.3 m² | 3 | 198.8 W/m² | 5.0 m²/kW | direct drive |  | 1 | 440.0 V | PWM | 50/60 Hz | site specific m | No | 25.0 m/s | 59.5 m/s | glass fiber | conical | painted | Yes | [8 empty] | 0.4 t
53 | 53 | 53 | 53 | 53 | 53 | 53 | Aeolos Aeolos-H 20kW - 20,00 kW - Wind turbine | https://en.wind-turbine-models.com/turbines/1863-aeolos-aeolos-h-20kw | 1 | 20.0 kW | - | 3.0 m/s | 10.0 m/s | 10.0 m | 78.5 m² | 3 | 254.8 W/m² | 3.9 m²/kW | direct drive |  | 1 |  | PWM | 50/60 Hz | site specific m | No | 25.0 m/s | 50.0 m/s | glass fiber | conical | painted | Yes | [8 empty] | 1.0 t
54 | 54 | 54 | 54 | 54 | 54 | 54 | Aeolos Aeolos-H 30kW - 30,00 kW - Wind turbine | https://en.wind-turbine-models.com/turbines/1864-aeolos-aeolos-h-30kw | 1 | 30.0 kW | - | 2.5 m/s | 9.0 m/s | 15.6 m | 191.0 m² | 3 | 157.1 W/m² | 6.4 m²/kW | direct drive |  | 1 |  | PWM | 50/60 Hz | site specific m | No | 25.0 m/s | 59.5 m/s | glass fiber | conical | painted | Yes |  | IIa
55 | 55 | 55 | 55 | 55 | 55 | 55 | Aeolos Aeolos-H 50kW - 50,00 kW - Wind turbine | https://en.wind-turbine-models.com/turbines/1856-aeolos-aeolos-h-50kw | 1 | 50.0 kW | - | 3.0 m/s | 10.0 m/s | 18.0 m | 254.5 m² | 3 | 196.5 W/m² | 5.1 m²/kW | direct drive |  | 1 |  | PWM | 50/60 Hz | site specific m | No | 25.0 m/s | 59.5 m/s | glass fiber | conical | painted | Yes | [8 empty] | 6.1 t
56 | 56 | 56 | 56 | 56 | 56 | 56 | Aeolos Aeolos-H 60kW - 60,00 kW - Wind turbine | https://en.wind-turbine-models.com/turbines/1855-aeolos-aeolos-h-60kw | 1 | 60.0 kW | - | 3.0 m/s | 9.0 m/s | 22.3 m | 390.4 m² | 3 | 153.7 W/m² | 6.5 m²/kW | direct drive |  | 1 |  | PWM | 50/60 Hz | site specific m | No | 25.0 m/s | 59.5 m/s | glass fiber | conical | painted | Yes | [8 empty] | 6.8 t
57 | 57 | 57 | 57 | 57 | 57 | 57 | Aeolos Aeolos-V 300W - 0,30 kW - Wind turbine | https://en.wind-turbine-models.com/turbines/1849-aeolos-aeolos-v-300w | 1 | 0.3 kW | - | 1.5 m/s | 10.0 m/s | 1.2 m | 1.1 m² | 3 | 272.7 W/m² | 3.7 m²/kW | direct drive |  | 1 | 24.0 V | PWM | 50/60 Hz | 1.6 m | No | 50.0 m/s |  | aluminum alloy | cylindrical | painted | Yes |  |  | 300.0 U/min | 19 m/s
58 | 58 | 58 | 58 | 58 | 58 | 58 | Aeolos Aeolos-H 500W - 0,50 kW - Wind turbine | https://en.wind-turbine-models.com/turbines/1857-aeolos-aeolos-h-500w | 1 | 0.5 kW | - | 2.5 m/s | 12.0 m/s | 2.7 m | 5.7 m² | 3 | 87.7 W/m² | 11.4 m²/kW | direct drive |  | 1 | 220.0 V | PWM | 50/60 Hz | site specific m | No | 25.0 m/s | 45.0 m/s | glass fiber | conical | painted | Yes
59 | 59 | 59 | 59 | 59 | 59 | 59 | Aeolos Aeolos-V 600W - 0,60 kW - Wind turbine | https://en.wind-turbine-models.com/turbines/1850-aeolos-aeolos-v-600w | 1 | 0.6 kW | - | 1.5 m/s | 10.0 m/s | 1.6 m | 2.0 m² | 3 | 300.0 W/m² | 3.3 m²/kW | direct drive |  | 1 | 24.0 V | PWM | 50/60 Hz | 2.0 m | No | 50.0 m/s |  | aluminum alloy | conical | painted | Yes |  |  | 300.0 U/min | 25 m/s
60 | 60 | 60 | 60 | 60 | 60 | 60 | Aeritalia AIT 02 (Medit) - 225,00 kW - Wind turbine | https://en.wind-turbine-models.com/turbines/1867-aeritalia-ait-02-medit | 1 | 225.0 kW | - | 4.2 m/s | 10.1 m/s | 32.0 m | 804.0 m² | 2 | 279.9 W/m² | 3.6 m²/kW | NACA 4412 / 4420 | 3 | 1 | 380.0 V | inverters | 50 Hz | 26 m | No | 20.0 m/s | 50.0 m/s | GFRP | cylindrical | painted | Yes |  |  | 40.2 U/min | 67 m/s |  | 1:37 | 1,500.0 U/min
61 | 61 | 61 | 61 | 61 | 61 | 61 | Aeritalia AIT 03 - 17,00 kW - Wind turbine | https://en.wind-turbine-models.com/turbines/1866-aeritalia-ait-03 | 1 | 17.0 kW | - | 5.0 m/s | 20.0 m/s | 8.6 m | 58.0 m² | 2 | 293.1 W/m² | 3.4 m²/kW | NACA 6336XX |  | 1 | 380.0 V | inverters | 50 Hz | 10 m | No |  | 50.0 m/s | GFRP | cylindrical | painted | Yes |  |  | 93.0 U/min | 42 m/s |  | 1:16 | 1,500.0 U/min
62 | 62 | 62 | 62 | 62 | 62 | 62 | aerodyn aM 1.5/77 - 1,50 MW - Wind turbine | https://en.wind-turbine-models.com/turbines/1112-aerodyn-am-1.5-77 | 1 | 1,500.0 kW | - | 3.0 m/s | 11.0 m/s | 77.1 m | 4,668.7 m² | 3 | 321.3 W/m² | 3.1 m²/kW | ae 37.5 | 3 | 1 | 690.0 V | IGBT | 50/60 Hz | 70/80 m | No | 25.0 m/s |  | GFRP | conical | painted | Yes |  | IIa | 18.5 U/min | 75 m/s |  |  |  | 31.5 t | 60.3 t |  |  | 13.6 t |  | 6.0 t
63 | 63 | 63 | 63 | 63 | 63 | 63 | aerodyn aM 1.5/83 - 1,50 MW - Wind turbine | https://en.wind-turbine-models.com/turbines/1113-aerodyn-am-1.5-83 | 1 | 1,500.0 kW | - | 3.0 m/s | 11.0 m/s | 82.6 m | 5,358.5 m² | 3 | 279.9 W/m² | 3.6 m²/kW | ae 40.3 | 3 | 1 | 690.0 V | IGBT | 50/60 Hz | 70/80 m | No | 25.0 m/s |  | GFRP | conical | painted | Yes |  | IIa | 17.4 U/min | 75 m/s |  |  |  | 31.6 t | 60.3 t |  |  | 13.0 t |  | 6.1 t
64 | 64 | 64 | 64 | 64 | 64 | 64 | aerodyn aM 1.5/87 - 1,50 MW - Wind turbine | https://en.wind-turbine-models.com/turbines/1114-aerodyn-am-1.5-87 | 1 | 1,500.0 kW | - | 3.0 m/s | 11.0 m/s | 86.6 m | 5,890.0 m² | 3 | 254.7 W/m² | 3.9 m²/kW | ae 42.3 | 3 | 1 | 690.0 V | IGBT | 50/60 Hz | 70/80 m | No | 25.0 m/s |  | GFRP | conical | painted | Yes |  | IIIa | 17.6 U/min | 80 m/s |  |  |  | 32.6 t | 60.3 t |  |  | 13.4 t |  | 6.4 t
65 | 65 | 65 | 65 | 65 | 65 | 65 | aerodyn aM 1.5/92 - 1,50 MW - Wind turbine | https://en.wind-turbine-models.com/turbines/1115-aerodyn-am-1.5-92 | 1 | 1,500.0 kW | - | 3.0 m/s | 10.0 m/s | 92.0 m | 6,647.6 m² | 3 | 225.6 W/m² | 4.4 m²/kW | ae 45 | 3 | 1 | 690.0 V | IGBT | 50/60 Hz | 70/80 m | No | 25.0 m/s |  | GFRP | conical | painted | Yes |  | IIIb | 16.6 U/min | 80 m/s |  |  |  | 35.1 t | 60.3 t |  |  | 13.2 t |  | 7.3 t
66 | 66 | 66 | 66 | 66 | 66 | 66 | aerodyn SCD nezzy2 twin-rotor - 15,00 MW - Wind turbine | https://en.wind-turbine-models.com/turbines/1909-aerodyn-scd-nezzy2-twin-rotor | 1 | 15,000.0 kW | - |  |  | 150.0 m | 35,342.0 m² | 4 | 424.4 W/m² | 2.4 m²/kW | two-stage planetary gearbox with flex pins | 2 | 2 |  | inverters | 50/60 Hz | site specific m | Yes |  |  |  | basic Y structure | painted | No |  | Ia | [10 empty] | 2022
67 | 67 | 67 | 67 | 67 | 67 | 67 | aerodyn aM 2.0/120 - 2,00 MW - Wind turbine | https://en.wind-turbine-models.com/turbines/1982-aerodyn-am-2.0-120 | 1 | 2,000.0 kW | - | 3.0 m/s |  | 120.0 m | 11,309.0 m² | 3 | 176.9 W/m² | 5.7 m²/kW | SR 120 / Sinoma 59.5 |  | 1 | 690.0 V | IGBT | 50 Hz |  | No | 22.0 m/s |  |  |  |  | Yes |  | IIIb | 13.3 U/min | 84 m/s |  |  |  | 54.1 t | 86.5 t
68 | 68 | 68 | 68 | 68 | 68 | 68 | aerodyn aM 2.3/120 - 2,30 MW - Wind turbine | https://en.wind-turbine-models.com/turbines/1983-aerodyn-am-2.3-120 | 1 | 2,300.0 kW | - | 3.0 m/s |  | 120.0 m | 11,309.0 m² | 2 | 203.4 W/m² | 4.9 m²/kW | SR 120 / Sinoma 59.5 |  | 1 | 690.0 V | IGBT | 50 Hz |  | No | 22.0 m/s |  |  |  |  | Yes |  | IIIa, IIb | 11.5 U/min | 72 m/s |  |  |  | 54.1 t | 89.5 t
69 | 69 | 69 | 69 | 69 | 69 | 69 | aerodyn aM 2.5/96 - 2,50 MW - Wind turbine | https://en.wind-turbine-models.com/turbines/1111-aerodyn-am-2.5-96 | 1 | 2,500.0 kW | - | 4.0 m/s | 12.0 m/s | 96.1 m | 7,253.0 m² | 3 | 344.7 W/m² | 2.9 m²/kW | ae 46.9 | 3 | 1 | 690.0 V | IGBT | 50/60 Hz | 70/80/90 m | No | 25.0 m/s |  | GFRP | conical | painted | Yes |  | IIa | 14.8 U/min | 74 m/s |  |  |  | 55.5 t | 93.2 t |  |  | 20.0 t |  | 11.8 t
70 | 70 | 70 | 70 | 70 | 70 | 70 | aerodyn aM 2.5/103 - 2,50 MW - Wind turbine | https://en.wind-turbine-models.com/turbines/1110-aerodyn-am-2.5-103 | 1 | 2,500.0 kW | - | 4.0 m/s | 11.0 m/s | 102.9 m | 8,316.0 m² | 3 | 300.6 W/m² | 3.3 m²/kW | ae 50.3 | 3 | 1 | 690.0 V | IGBT | 50/60 Hz | 70/80/90 m | No | 25.0 m/s |  | GFRP | conical | painted | Yes |  | IIa | 13.9 U/min | 75 m/s |  |  |  | 56.1 t | 93.2 t |  |  | 20.0 t |  | 12.0 t
71 | 71 | 71 | 71 | 71 | 71 | 71 | aerodyn aM 2.5/110 - 2,50 MW - Wind turbine | https://en.wind-turbine-models.com/turbines/1109-aerodyn-am-2.5-110 | 1 | 2,500.0 kW | - | 4.0 m/s | 11.0 m/s | 110.0 m | 9,503.0 m² | 3 | 263.1 W/m² | 3.8 m²/kW | 53.7m | 3 | 1 | 690.0 V | IGBT | 50/60 Hz | 70/80/90 m | No | 25.0 m/s |  | GFRP | conical | painted | Yes |  | IIIa | 13.0 U/min | 75 m/s |  |  |  | 56.2 t | 93.2 t |  |  | 20.0 t |  | 12.0 t
72 | 72 | 72 | 72 | 72 | 72 | 72 | aerodyn aM 2.5/118 - 2,50 MW - Wind turbine | https://en.wind-turbine-models.com/turbines/1108-aerodyn-am-2.5-118 | 1 | 2,500.0 kW | - | 4.0 m/s | 10.0 m/s | 118.3 m | 10,991.6 m² | 3 | 227.4 W/m² | 4.4 m²/kW | 58m | 3 | 1 | 690.0 V | IGBT | 50/60 Hz | 70/80/90 m | No | 25.0 m/s |  | GFRP | conical | painted | Yes |  | IIIb | 12.1 U/min | 75 m/s |  |  |  | 57.0 t | 93.2 t |  |  | 20.0 t |  | 12.3 t
73 | 73 | 73 | 73 | 73 | 73 | 73 | aerodyn SCD 2.5/130 light wind - 2,50 MW - Wind turbine | https://en.wind-turbine-models.com/turbines/1992-aerodyn-scd-2.5-130-light-wind | 1 | 2,500.0 kW | - |  |  | 130.0 m | 13,273.0 m² | 3 | 188.4 W/m² | 5.3 m²/kW | steel tube | [5 empty] | 100 m | No |  |  |  | conical | painted | Yes |  | IIIb | 11.8 U/min | 80 m/s |  |  |  |  | 137.0 t
74 | 74 | 74 | 74 | 74 | 74 | 74 | aerodyn SCD 3.0/115 basic - 3,00 MW - Wind turbine | https://en.wind-turbine-models.com/turbines/1118-aerodyn-scd-3.0-115-basic | 1 | 3,000.0 kW | - | 3.0 m/s | 11.5 m/s | 115.0 m | 10,386.9 m² | 2 | 288.8 W/m² | 3.5 m²/kW | planetary | 2 | 1 |  | IGBT | 50/60 Hz | 85 / site-specific m | Yes | 20.0 m/s |  | GFRP | conical | painted |  |  | IIIa | 17.1 U/min | 103 m/s |  | 1:24 | 410.0 U/min |  | 108.0 t
75 | 75 | 75 | 75 | 75 | 75 | 75 | aerodyn aM 3.0/134 - 3,00 MW - Wind turbine | https://en.wind-turbine-models.com/turbines/1107-aerodyn-am-3.0-134 | 1 | 3,000.0 kW | - | 3.0 m/s | 10.0 m/s | 133.6 m | 14,018.5 m² | 3 | 214.0 W/m² | 4.7 m²/kW | spur/planetary | 3 | 1 | 690.0 V | IGBT | 50/60 Hz |  | No | 22.0 m/s |  | GFRP |  |  | Yes |  | IIIa | 10.5 U/min | 73 m/s |  |  |  | 74.6 t | 115.0 t
76 | 76 | 76 | 76 | 76 | 76 | 76 | aerodyn aM 3.0/145 - 3,00 MW - Wind turbine | https://en.wind-turbine-models.com/turbines/1985-aerodyn-am-3.0-145 | 1 | 3,000.0 kW | - | 3.0 m/s |  | 145.0 m | 16,512.9 m² | 3 | 181.7 W/m² | 5.5 m²/kW | ae 3.0-71.0 |  | 1 | 690.0 V | IGBT | 50/60 Hz |  | No | 25.0 m/s |  |  |  |  | Yes |  | IIIa | 10.6 U/min | 80 m/s |  |  |  | 103.0 t | 133.0 t
77 | 77 | 77 | 77 | 77 | 77 | 77 | aerodyn aM 3.2/140 - 3,20 MW - Wind turbine | https://en.wind-turbine-models.com/turbines/1984-aerodyn-am-3.2-140 | 1 | 3,200.0 kW | - | 3.0 m/s |  | 140.0 m | 15,393.0 m² | 3 | 207.9 W/m² | 4.8 m²/kW | Sinoma 68.6 |  | 1 | 690.0 V | IGBT | 50/60 Hz |  | No | 25.0 m/s |  |  |  |  | Yes |  | IIa | 10.9 U/min | 80 m/s |  |  |  | 105.0 t | 133.0 t
78 | 78 | 78 | 78 | 78 | 78 | 78 | aerodyn SCD 3.5/100 nearshore - 3,50 MW - Wind turbine | https://en.wind-turbine-models.com/turbines/1119-aerodyn-scd-3.5-100-nearshore | 1 | 3,500.0 kW | - |  |  | 100.0 m | 7,854.0 m² | 2 | 445.6 W/m² | 2.2 m²/kW | planetary | 2 | 1 |  | IGBT | 50/60 Hz | 75 m | Yes |  |  | GFRP | conical | painted |  |  | Ib | 19.1 U/min | 100 m/s |  | 1:20 | 410.0 U/min |  | 108.0 t
79 | 79 | 79 | 79 | 79 | 79 | 79 | aerodyn aM 4.0/140 - 4,00 MW - Wind turbine | https://en.wind-turbine-models.com/turbines/1987-aerodyn-am-4.0-140 | 1 | 4,000.0 kW | - | 3.0 m/s |  | 140.4 m | 15,481.8 m² | 3 | 258.4 W/m² | 3.9 m²/kW | ae 4.0-68.7 |  | 1 | 690.0 V | IGBT | 50/60 Hz |  | No | 25.0 m/s |  |  |  |  | Yes |  | IIb, IIIa | 11.3 U/min | 83 m/s |  |  |  | 115.0 t | 167.0 t
80 | 80 | 80 | 80 | 80 | 80 | 80 | aerodyn aM 4.2/147 - 4,20 MW - Wind turbine | https://en.wind-turbine-models.com/turbines/1988-aerodyn-am-4.2-147 | 1 | 4,200.0 kW | - | 3.0 m/s |  | 147.0 m | 16,971.6 m² | 3 | 247.5 W/m² | 4.0 m²/kW | Sinoma 72 |  | 1 | 690.0 V | IGBT | 50/60 Hz |  | No | 22.0 m/s |  |  |  |  | Yes |  | S | 11.3 U/min | 87 m/s |  |  |  | 127.0 t | 167.0 t
81 | 81 | 81 | 81 | 81 | 81 | 81 | aerodyn aM 4.5/126 - 4,50 MW - Wind turbine | https://en.wind-turbine-models.com/turbines/1986-aerodyn-am-4.5-126 | 1 | 4,500.0 kW | - | 3.0 m/s |  | 126.4 m | 12,548.0 m² | 3 | 358.6 W/m² | 2.8 m²/kW | ae 4.5-61.7 |  | 1 | 690.0 V | IGBT | 50/60 Hz |  | No | 25.0 m/s |  |  |  |  | Yes |  | Ia | 12.5 U/min | 83 m/s |  |  |  | 110.0 t | 167.0 t
82 | 82 | 82 | 82 | 82 | 82 | 82 | aerodyn aM 5.0/130 - 5,00 MW - Wind turbine | https://en.wind-turbine-models.com/turbines/1106-aerodyn-am-5.0-130 | 1 | 5,000.0 kW | - | 3.5 m/s | 12.0 m/s | 130.0 m | 13,273.0 m² | 3 | 376.7 W/m² | 2.7 m²/kW | 63.5m | 3 | 1 | 3,300.0 V | IGBT | 50/60 Hz | 100 m | Yes | 25.0 m/s |  | GFRP | conical | painted |  |  | Ib | 12.5 U/min | 85 m/s |  |  |  | 117.0 t | 277.0 t |  |  | 51.0 t |  | 21.4 t
83 | 83 | 83 | 83 | 83 | 83 | 83 | aerodyn aM 5.0/139 - 5,00 MW - Wind turbine | https://en.wind-turbine-models.com/turbines/1105-aerodyn-am-5.0-139 | 1 | 5,000.0 kW | - | 4.0 m/s | 11.8 m/s | 139.0 m | 15,175.0 m² | 3 | 329.5 W/m² | 3.0 m²/kW | 68m | 3 | 1 | 690.0 V | IGBT | 50/60 Hz | 100 m | Yes | 25.0 m/s |  | GFRP | conical | painted |  |  | IIb | 11.8 U/min | 86 m/s |  |  |  | 134.0 t | 277.0 t |  |  | 51.0 t |  | 26.8 t
84 | 84 | 84 | 84 | 84 | 84 | 84 | aerodyn aM 5.7/163 - 5,70 MW - Wind turbine | https://en.wind-turbine-models.com/turbines/1991-aerodyn-am-5.7-163 | 1 | 5,700.0 kW | - | 3.0 m/s |  | 163.0 m | 20,867.0 m² | 1 | 273.2 W/m² | 3.7 m²/kW | ae 6.0-79.5 |  |  | 3,300.0 V | IGBT | 50/60 Hz |  | Yes | 22.0 m/s |  |  |  |  | No |  | IIIb | 11.6 U/min | 99 m/s |  |  |  | 145.0 t | 290.0 t
85 | 85 | 85 | 85 | 85 | 85 | 85 | aerodyn aM 6.0/139 - 6,00 MW - Wind turbine | https://en.wind-turbine-models.com/turbines/1989-aerodyn-am-6.0-139 | 1 | 6,000.0 kW | - | 3.0 m/s |  | 139.0 m | 15,174.6 m² | 3 | 395.4 W/m² | 2.5 m²/kW | ae 5.0-68.0 |  | 1 | 3,300.0 V | IGBT | 50/60 Hz |  | Yes | 25.0 m/s | [6 empty] | Ib | 11.8 U/min | 86 m/s |  |  |  | 135.0 t | 290.0 t
86 | 86 | 86 | 86 | 86 | 86 | 86 | aerodyn SCD 6.0/140 advanced - 6,00 MW - Wind turbine | https://en.wind-turbine-models.com/turbines/1117-aerodyn-scd-6.0-140-advanced | 1 | 6,000.0 kW | - | 3.0 m/s | 13.0 m/s | 140.0 m | 15,393.8 m² | 2 | 389.8 W/m² | 2.6 m²/kW | planetary | 2 | 1 |  | IGBT | 50/60 Hz | 100 m | Yes | 22.0 m/s |  | GFRP | conical | painted |  |  | IIb | 13.6 U/min | 100 m/s |  | 1:23 | 315.0 U/min |  | 308.0 t
87 | 87 | 87 | 87 | 87 | 87 | 87 | aerodyn aM 6.0/154 - 6,00 MW - Wind turbine | https://en.wind-turbine-models.com/turbines/1990-aerodyn-am-6.0-154 | 1 | 6,000.0 kW | - | 3.0 m/s |  | 154.0 m | 18,626.5 m² | 3 | 322.1 W/m² | 3.1 m²/kW | Sinoma 75 |  | 1 | 3,300.0 V | IGBT | 50/60 Hz |  | Yes | 25.0 m/s |  |  |  |  | No |  | IIb | 11.2 U/min | 90 m/s |  |  |  | 142.0 t | 290.0 t
88 | 88 | 88 | 88 | 88 | 88 | 88 | aerodyn SCD 8.0/168 - 8,00 MW - Wind turbine | https://en.wind-turbine-models.com/turbines/1116-aerodyn-scd-8.0-168 | 1 | 8,000.0 kW | - | 3.5 m/s | 11.5 m/s | 168.0 m | 22,167.0 m² | 2 | 360.9 W/m² | 2.8 m²/kW | planetary | 2 | 1 |  | IGBT | 50/60 Hz | 100 m (or site specific) m | Yes | 25.0 m/s |  | GFRP | conical | painted |  |  | Ib | 11.4 U/min | 100 m/s |  | 1:27 | 308.0 U/min |  | 395.0 t
89 | 89 | 89 | 89 | 89 | 89 | 89 | aerodyn aeolus 11 - 30,00 kW - Wind turbine | https://en.wind-turbine-models.com/turbines/1120-aerodyn-aeolus-11 | 1 | 30.0 kW | - | 3.5 m/s | 10.5 m/s | 11.7 m | 113.0 m² | 2 | 265.5 W/m² | 3.8 m²/kW | NACA 4412-21 | 2 | 1 | 380.0 V | thyristors | 50.0 Hz | 14/22 m | No | 25.0 m/s | 59.5 m/s | GFK | bolted | hot dip galvanized | Yes |  |  | 92.0 U/min | 56 m/s | P.I.V. | 1:17 | 1,560.0 U/min |  | 0.5 t | 0.7 t |  |  |  | 0.1 t
90 | 90 | 90 | 90 | 90 | 90 | 90 | aerodyn aeolus 15 - 26,00 kW - Wind turbine | https://en.wind-turbine-models.com/turbines/1121-aerodyn-aeolus-15 | 1 | 26.0 kW | - |  |  | 15.0 m | 176.7 m² | 3 | 147.1 W/m² | 6.8 m²/kW | steel tube | [5 empty] | 18 m | No |  |  | GFK | cylindrical | painted | Yes | [12 empty] | 1983
91 | 91 | 91 | 91 | 91 | 91 | 91 | Aerodynamo Aerodynamo - 10,00 kW - Wind turbine | https://en.wind-turbine-models.com/turbines/2124-aerodynamo-aerodynamo | 1 | 10.0 kW | - |  |  | 8.6 m | 58.0 m² | 4 | 172.4 W/m² | 5.8 m²/kW | asynchronous |  | 1 |  |  |  | 10 m | No |  |  | wood | cylindrical |  | Yes |  |  | 60.0 U/min | 27 m/s | Aerodynamo | [7 empty] | 1926
92 | 92 | 92 | 92 | 92 | 92 | 92 | AERODAN 75/15 - 75,00 kW - Wind turbine | https://en.wind-turbine-models.com/turbines/1378-aerodan-75-15 | 1 | 75.0 kW | - | 5.0 m/s | 12.0 m/s | 17.0 m | 227.0 m² | 3 | 330.4 W/m² | 3.0 m²/kW | cogwheel | 2 | 1 | 415.0 V | thyristors | 50 Hz | 23 m | No | 23.0 m/s |  | fiberglass | conical / tubular | painted | Yes |  |  | 48.4 U/min | 43 m/s | Valmet | 1:21 | 1,016.0 U/min | 1.2 t |  | 6.0 t |  | 0.4 t |  | 0.3 t
93 | 93 | 93 | 93 | 93 | 93 | 93 | Aerolite A-5 - 5,00 kW - Wind turbine | https://en.wind-turbine-models.com/turbines/1382-aerolite-a-5 | 1 | 5.0 kW | - | 3.6 m/s | 11.2 m/s | 5.0 m | 19.6 m² | 3 | 255.1 W/m² | 3.9 m²/kW | induction |  | 1 | 230.0 V |  | 60.0 Hz | 9/14.5 m | No | 17.9 m/s |  | laminated wood |  | painted | Yes | [10 empty] | 0.3 t
94 | 94 | 94 | 94 | 94 | 94 | 94 | Aerolite A-7 - 12,50 kW - Wind turbine | https://en.wind-turbine-models.com/turbines/1381-aerolite-a-7 | 1 | 12.5 kW | - | 3.5 m/s | 15.6 m/s | 7.6 m | 45.6 m² | 3 | 274.1 W/m² | 3.6 m²/kW | induction |  | 1 | 240.0 V |  | 60.0 Hz | 24.5 m | No | 25.0 m/s | 55.9 m/s | sitka-spruce. laminated |  | galvanized or painted | Yes | [10 empty] | 0.4 t
95 | 95 | 95 | 95 | 95 | 95 | 95 | Aerolite A-10 - 10,00 kW - Wind turbine | https://en.wind-turbine-models.com/turbines/494-aerolite-a-10 | 1 | 10.0 kW | - |  |  | 9.1 m | 78.0 m² | 2 | 128.2 W/m² | 7.8 m²/kW | 4.6 |  | 1 | 240.0 V |  | 50 Hz | 30.5 m | No |  |  | Wood | conical | galvanized | Yes |  |  | 53.0 U/min | 25 m/s |  |  |  |  | 0.5 t | 1.6 t
96 | 96 | 96 | 96 | 96 | 96 | 96 | Aerolite A-11 - 30,00 kW - Wind turbine | https://en.wind-turbine-models.com/turbines/1380-aerolite-a-11 | 1 | 30.0 kW | - | 3.5 m/s | 13.4 m/s | 11.0 m | 94.5 m² | 2 | 317.5 W/m² | 3.2 m²/kW | induction |  | 1 | 240.0 V |  | 60 Hz | 24.4/30.5 m | No | 25.0 m/s | 55.9 m/s | sitka-spruce. composite |  |  | Yes
97 | 97 | 97 | 97 | 97 | 97 | 97 | Aeronautica 29-225 - 225,00 kW - Wind turbine | https://en.wind-turbine-models.com/turbines/497-aeronautica-29-225 | 1 | 225.0 kW | - | 4.0 m/s | 13.5 m/s | 29.0 m | 664.0 m² | 3 | 338.9 W/m² | 3.0 m²/kW | Spur |  | 1 | 480.0 V | Thyristor | 50 Hz | 30/40/50 m | No | 25.0 m/s | 67.0 m/s | GFRP | conical | painted | Yes |  |  | 37.9 U/min | 58 m/s |  |  | 1,500.0 U/min | 4.8 t | 6.9 t | 11.8 t
98 | 98 | 98 | 98 | 98 | 98 | 98 | Aeronautica 33-225 - 225,00 kW - Wind turbine | https://en.wind-turbine-models.com/turbines/498-aeronautica-33-225 | 1 | 225.0 kW | - | 4.0 m/s | 11.5 m/s | 33.0 m | 855.0 m² | 3 | 263.2 W/m² | 3.8 m²/kW | Spur |  | 1 | 480.0 V | Thyristor | 50 Hz | 30/40/50 m | No | 22.0 m/s | 57.0 m/s | GFRP | conical | painted | Yes |  |  | 31.5 U/min | 54 m/s |  |  | 1,500.0 U/min | 4.9 t | 6.9 t | 11.8 t
99 | 99 | 99 | 99 | 99 | 99 | 99 | Aeronautica 47-500 - 500,00 kW - Wind turbine | https://en.wind-turbine-models.com/turbines/1980-aeronautica-47-500 | 1 | 500.0 kW | - | 3.0 m/s | 12.0 m/s | 47.0 m | 1,735.0 m² | 3 | 288.2 W/m² | 3.5 m²/kW | 21m |  | 1 | 690.0 V | Thyristor controlled gradual cut-in | 50/60 Hz | 50. 55. and 65 m | No | 25.0 m/s | 70.0 m/s | Fiberglass reinforced polyester | conical | painted | Yes |  | Ib, IIa | 25.3 U/min | 62 m/s |  |  | 1,920.0 U/min | 15.2 t | 22.0 t |  |  | 8.0 t |  | 2.4 t
100 | 100 | 100 | 100 | 100 | 100 | 100 | Aeronautica 47-750 - 750,00 kW - Wind turbine | https://en.wind-turbine-models.com/turbines/499-aeronautica-47-750 | 1 | 750.0 kW | - | 3.5 m/s | 14.5 m/s | 47.0 m | 1,735.0 m² | 3 | 432.3 W/m² | 2.3 m²/kW | spur/planetary |  | 1 | 690.0 V | Thyristor | 50 Hz | 50/65 m | No | 25.0 m/s | 54.0 m/s | GFRP | conical | painted | Yes |  |  | 25.3 U/min | 62 m/s |  |  | 1,500.0 U/min | 15.2 t | 22.0 t | 36.9 t | 74.1 t | 8.0 t |  | 2.4 t
101 | 101 | 101 | 101 | 101 | 101 | 101 | Aeronautica 54-750 - 750,00 kW - Wind turbine | https://en.wind-turbine-models.com/turbines/500-aeronautica-54-750 | 1 | 750.0 kW | - | 3.5 m/s | 12.5 m/s | 54.0 m | 2,289.0 m² | 3 | 327.7 W/m² | 3.1 m²/kW | spur/planetary |  | 1 | 690.0 V | Thyristor | 50 Hz | 50/65 m | No | 20.0 m/s | 60.0 m/s | GFRP | conical | painted | Yes |  |  | 25.3 U/min | 72 m/s |  |  | 1,600.0 U/min | 15.2 t | 22.0 t | 36.9 t | 74.1 t | 8.0 t |  | 2.4 t
102 | 102 | 102 | 102 | 102 | 102 | 102 | AeroTech A/S AEROTECH 15-75 - 75,00 kW - Wind turbine | https://en.wind-turbine-models.com/turbines/1871-aerotech-a-s-aerotech-15-75 | 1 | 75.0 kW | - | 4.0 m/s | 12.5 m/s | 15.2 m | 182.0 m² | 3 | 412.1 W/m² | 2.4 m²/kW | 7.42m |  | 1 | 480.0 V | thyristor | 50/60 Hz | 22.5 m | No | 25.0 m/s | 67.0 m/s | Fiberglass | conical | painted | Yes |  |  | 54.0 U/min | 43 m/s | Aerostar | 1:22 | 1,000.0 U/min | 1.2 t |  |  | 11.0 t | 0.1 t |  | 0.4 t
103 | 103 | 103 | 103 | 103 | 103 | 103 | AEV 36/500 - 500,00 kW - Wind turbine | https://en.wind-turbine-models.com/turbines/2495-aev-36-500 | 1 | 500.0 kW | 150.0 - 500.0 kW | - |  | 36.0 m | 1,018.0 m² | 3 | 491.2 W/m² | 2.0 m²/kW | LM 17.0 | [5 empty] | 49 m | No |  |  | Fiberglass reinforced with epoxy resin | conical | coated | Yes |  |  |  |  | LM WindPower | [5 empty] | 62.0 t |  | 1993
104 | 104 | 104 | 104 | 104 | 104 | 104 | AGILE WIND POWER Vertical Sky ® A32 - 750,00 kW - Wind turbine | https://en.wind-turbine-models.com/turbines/1662-agile-wind-power-vertical-sky-a32 | 1 | 750.0 kW | - |  | 12.0 m/s | 32.0 m | 1,728.0 m² | 3 | 434.0 W/m² | 2.3 m²/kW | 54m |  | 1 |  | IGBT | 50/60 Hz | 78 m | No | [5 empty] | Yes |  | IIa, S | 16.5 U/min | 28 m/s | [8 empty] | 2019
105 | 105 | 105 | 105 | 105 | 105 | 105 | AGILE WIND POWER Vertical Sky ® A42 - 600,00 kW - Wind turbine | https://en.wind-turbine-models.com/turbines/2025-agile-wind-power-vertical-sky-a42 | 1 | 600.0 kW | - |  |  | 42.0 m | 2,268.0 m² | 3 | 264.6 W/m² | 3.8 m²/kW | 54m |  | 1 |  | IGBT | 50/60 Hz | 78 m | No | [5 empty] | Yes |  | IIIa, S | 12.5 U/min | 27 m/s
106 | 106 | 106 | 106 | 106 | 106 | 106 | AGILE WIND POWER Vertical Sky ® A45 - 1,50 MW - Wind turbine | https://en.wind-turbine-models.com/turbines/2026-agile-wind-power-vertical-sky-a45 | 1 | 1,500.0 kW | - |  |  | 45.0 m | 3,420.0 m² | 3 | 438.6 W/m² | 2.3 m²/kW | 76m |  | 1 |  | IGBT | 50/60 Hz | 92 m | No | [5 empty] | Yes |  |  | 11.5 U/min | 27 m/s
107 | 107 | 107 | 107 | 107 | 107 | 107 | Aiola 27 - 270,00 kW - Wind turbine | https://en.wind-turbine-models.com/turbines/2162-aiola-27 | 1 | 270.0 kW | - |  |  | 27.0 m | 572.0 m² |  | 472.0 W/m² | 2.1 m²/kW | [7 empty] | No | [5 empty] | Yes
108 | 108 | 108 | 108 | 108 | 108 | 108 | Aiola 80 - 80,00 kW - Wind turbine | https://en.wind-turbine-models.com/turbines/2163-aiola-80 | 1 | 80.0 kW | - |  |  | 17.0 m | 227.0 m² |  | 352.4 W/m² | 2.8 m²/kW | [7 empty] | No | [5 empty] | Yes
109 | 109 | 109 | 109 | 109 | 109 | 109 | AIR 19/100 - 100,00 kW - Wind turbine | https://en.wind-turbine-models.com/turbines/956-air-19-100 | 1 | 100.0 kW | - | 3.5 m/s | 14.0 m/s | 19.0 m | 284.0 m² | 3 | 352.1 W/m² | 2.8 m²/kW | with out. direct drive |  | 1 | 400.0 V | IGBT | 50 Hz | 25/45 m | No | 24.0 m/s | 70.0 m/s | Hybrid carbon fiber/glass fiber epoxy |  |  | Yes |  | Ia | 61.0 U/min | 61 m/s
110 | 110 | 110 | 110 | 110 | 110 | 110 | AIRCON 10 S - 9,80 kW - Wind turbine | https://en.wind-turbine-models.com/turbines/157-aircon-10-s | 1 | 9.8 kW | - | 3.5 m/s | 11.0 m/s | 7.1 m | 39.6 m² | 3 | 247.5 W/m² | 4.0 m²/kW | Stallgeregelte Rotorblätter |  | 1 | 690.0 V | inveter | 50 Hz | 30 m | No | 25.0 m/s | 59.5 m/s | GFK | conical | painted | Yes |  |  | 130.0 U/min | 48 m/s | Aircon
111 | 111 | 111 | 111 | 111 | 111 | 111 | AIRCON 10S - 100,00 kW - Wind turbine | https://en.wind-turbine-models.com/turbines/859-aircon-10s | 1 | 100.0 kW | - | 2.5 m/s | 10.0 m/s |  |  |  | 0.0 W/m² | 0.0 m²/kW | [7 empty] | No | 25.0 m/s | 50.0 m/s |  |  |  | Yes
112 | 112 | 112 | 112 | 112 | 112 | 112 | AIRCON 30 - 29,80 kW - Wind turbine | https://en.wind-turbine-models.com/turbines/1295-aircon-30 | 1 | 29.8 kW | - | 2.5 m/s | 11.0 m/s | 13.1 m | 135.1 m² | 3 | 220.6 W/m² | 4.5 m²/kW | direct drive |  | 1 | 690.0 V | inverters | 50 Hz | 24/42 m | No | 25.0 m/s | 60.0 m/s | GFRP |  |  | Yes |  |  | 65.0 U/min | 45 m/s | Aircon
113 | 113 | 113 | 113 | 113 | 113 | 113 | Airgenesis two rotor turbine - 11,00 MW - Wind turbine | https://en.wind-turbine-models.com/turbines/2489-airgenesis-two-rotor-turbine | 1 | 11,000.0 kW | - | 3.0 m/s | 16.7 m/s | 103.0 m | 160,664.0 m² | 6 | 68.5 W/m² | 14.6 m²/kW | 48.8m blades |  |  |  |  | 50/60 Hz | 78 / 93 m | No | 40.0 m/s |  |  |  |  | Yes
114 | 114 | 114 | 114 | 114 | 114 | 114 | Alizéo 1000/60 - 1,00 MW - Wind turbine | https://en.wind-turbine-models.com/turbines/1449-aliz-o-1000-60 | 1 | 1,000.0 kW | - | 3.6 m/s | 12.5 m/s | 60.0 m | 2,827.0 m² | 3 | 353.7 W/m² | 2.8 m²/kW | planetary | 2 | 1 | 690.0 V | inverters | 50 Hz | 50 m | No | 20.0 m/s | 59.5 m/s | GFRP | conical | painted | Yes |  | IIIb | 26.0 U/min | 82 m/s
115 | 115 | 115 | 115 | 115 | 115 | 115 | Allgaier WE 10/G6 - 6,00 kW - Wind turbine | https://en.wind-turbine-models.com/turbines/145-allgaier-we-10-g6 | 1 | 6.0 kW | - | 2.5 m/s | 9.0 m/s | 10.0 m | 78.0 m² | 3 | 76.9 W/m² | 13.0 m²/kW | 2 steps |  |  | 220.0 V | DC Generator |  | 9.89 m | No | [5 empty] | Yes |  |  | 86.0 U/min | 45 m/s |  | 1:18 |  | 0.2 t | 0.5 t | 0.6 t
116 | 116 | 116 | 116 | 116 | 116 | 116 | Allgaier StGW-34 - 100,00 kW - Wind turbine | https://en.wind-turbine-models.com/turbines/144-allgaier-stgw-34 | 1 | 100.0 kW | - | 3.7 m/s | 9.5 m/s | 34.0 m | 872.0 m² | 2 | 114.7 W/m² | 8.7 m²/kW | three stage step | 3 |  |  |  |  | 22.3 m | No | [5 empty] | Yes |  |  | 36.0 U/min | 64 m/s |  | 1:38 |  | 1.8 t | 6.8 t | 4.5 t
117 | 117 | 117 | 117 | 117 | 117 | 117 | Alstom ECO 80/1670 - 1,67 MW - Wind turbine | https://en.wind-turbine-models.com/turbines/363-alstom-eco-80-1670 | 1 | 1,670.0 kW | - | 3.0 m/s |  | 80.0 m | 5,027.0 m² | 3 | 332.2 W/m² | 3.0 m²/kW | spur/planetary | 3 | 1 | 690.0 V | IGBT | 50 Hz | 80 m | No | 25.0 m/s |  | GFRP | conical | painted | Yes |  |  | 17.9 U/min | 75 m/s | Alstom
118 | 118 | 118 | 118 | 118 | 118 | 118 | Alstom ECO 80/2000 - 2,00 MW - Wind turbine | https://en.wind-turbine-models.com/turbines/795-alstom-eco-80-2000 | 1 | 2,000.0 kW | - | 3.0 m/s |  | 80.0 m | 5,027.0 m² | 3 | 397.9 W/m² | 2.5 m²/kW | spur/planetary | 3 | 1 | 690.0 V | IGBT | 50 Hz | 70/80 m | No | 25.0 m/s |  | GFRP | conical | painted | Yes |  |  | 18.4 U/min | 77 m/s
119 | 119 | 119 | 119 | 119 | 119 | 119 | Alstom ECO 86 - 1,67 MW - Wind turbine | https://en.wind-turbine-models.com/turbines/794-alstom-eco-86 | 1 | 1,670.0 kW | - | 3.0 m/s |  | 86.0 m | 5,741.0 m² | 3 | 290.9 W/m² | 3.4 m²/kW | spur/planetary | 3 | 1 | 690.0 V | IGBT | 50 Hz | 80 m | No | 25.0 m/s |  |  | conical | painted | Yes |  |  | 17.2 U/min | 77 m/s
120 | 120 | 120 | 120 | 120 | 120 | 120 | Alstom ECO 100 - 3,00 MW - Wind turbine | https://en.wind-turbine-models.com/turbines/793-alstom-eco-100 | 1 | 3,000.0 kW | - | 3.0 m/s | 12.0 m/s | 100.0 m | 7,980.0 m² | 3 | 375.9 W/m² | 2.7 m²/kW | 48.7 | 3 | 1 | 1,000.0 V | IGBT | 50 Hz | 75/90/100 m | No | 25.0 m/s |  | GFRP | conical | painted | Yes |  |  | 14.2 U/min | 74 m/s | Alstom
121 | 121 | 121 | 121 | 121 | 121 | 121 | Alstom ECO 110 - 3,00 MW - Wind turbine | https://en.wind-turbine-models.com/turbines/792-alstom-eco-110 | 1 | 3,000.0 kW | - | 3.0 m/s | 11.5 m/s | 110.0 m | 9,469.0 m² | 3 | 316.8 W/m² | 3.2 m²/kW | 53.2 | 3 | 1 | 1,000.0 V | IGBT | 50 Hz | 75/90/100 m | No | 25.0 m/s |  | GFRP | conical | painted | Yes |  |  | 13.6 U/min | 78 m/s
122 | 122 | 122 | 122 | 122 | 122 | 122 | Alstom ECO 122/2700 - 2,70 MW - Wind turbine | https://en.wind-turbine-models.com/turbines/629-alstom-eco-122-2700 | 1 | 2,700.0 kW | - | 3.0 m/s | 10.0 m/s | 122.0 m | 11,689.0 m² | 3 | 231.0 W/m² | 4.3 m²/kW | 59.3 | 3 | 1 | 1,000.0 V | IGBT | 50/60 Hz | 89 m | No | 34.0 m/s |  |  | conical | painted | Yes |  |  | 12.3 U/min | 79 m/s
123 | 123 | 123 | 123 | 123 | 123 | 123 | Alstom ECO 122/3000 - 3,00 MW - Wind turbine | https://en.wind-turbine-models.com/turbines/930-alstom-eco-122-3000 | 1 | 3,000.0 kW | - | 3.0 m/s | 10.5 m/s | 122.0 m | 11,689.0 m² | 3 | 256.7 W/m² | 3.9 m²/kW | 59.3 | 3 | 1 |  | IGBT | 50/60 Hz | 89/119/139 m | No | 25.0 m/s |  |  | conical | painted | Yes |  | IIa | 12.3 U/min | 79 m/s | Max Bögl / Freyssinet
124 | 124 | 124 | 124 | 124 | 124 | 124 | Alstom Haliade 150 - 6,00 MW - Wind turbine | https://en.wind-turbine-models.com/turbines/139-alstom-haliade-150 | 1 | 6,000.0 kW | - | 3.0 m/s |  | 150.0 m | 17,860.0 m² | 3 | 335.9 W/m² | 3.0 m²/kW | LM 73.5 |  | 1 | 900.0 V | IGBT | 50 Hz | 100 m | Yes | 25.0 m/s |  | GFRP | conical | painted |  |  |  | 11.5 U/min | 90 m/s | LM Glasfieber
125 | 125 | 125 | 125 | 125 | 125 | 125 | AE-Italia STOMA ST-K60/D21 - 60,00 kW - Wind turbine | https://en.wind-turbine-models.com/turbines/1026-ae-italia-stoma-st-k60-d21 | 1 | 60.0 kW | - | 2.5 m/s | 8.0 m/s | 21.3 m | 356.0 m² | 3 | 168.5 W/m² | 5.9 m²/kW | steel tube |  |  | 400.0 V |  | 50 Hz | 33.5 m | No | 25.0 m/s | 50.0 m/s |  | conical | painted | Yes |  |  | 55.0 U/min | 61 m/s
126 | 126 | 126 | 126 | 126 | 126 | 126 | Amperax A3000 - 3,00 MW - Wind turbine | https://en.wind-turbine-models.com/turbines/1059-amperax-a3000 | 1 | 3,000.0 kW | - | 3.0 m/s | 11.3 m/s | 116.0 m | 10,568.0 m² | 3 | 283.9 W/m² | 3.5 m²/kW | 56.8 |  | 1 |  | Vollumrichter | 50 Hz | 92/122/142 m | No | 23.0 m/s |  | GFK | conical | painted | Yes | II | IIIa | [5 empty] | 74.0 t | 134.0 t | 1,610.0 t
127 | 127 | 127 | 127 | 127 | 127 | 127 | AMSC wt1650df - 1,65 MW - Wind turbine | https://en.wind-turbine-models.com/turbines/596-amsc-wt1650df | 1 | 1,650.0 kW | - | 3.5 m/s | 12.0 m/s | 82.0 m | 5,281.0 m² | 3 | 312.4 W/m² | 3.2 m²/kW | WT82 | 3 | 1 |  | IGBT | 60 Hz | 70/80 m | No | 20.0 m/s | 59.0 m/s | GFK | conical | painted | Yes |  |  |  |  | Windtec
128 | 128 | 128 | 128 | 128 | 128 | 128 | AMSC wt2000df TC IA - 2,00 MW - Wind turbine | https://en.wind-turbine-models.com/turbines/2011-amsc-wt2000df-tc-ia | 1 | 2,000.0 kW | - | 3.0 m/s | 11.0 m/s | 86.0 m | 5,808.8 m² | 3 | 344.3 W/m² | 2.9 m²/kW | planetary / parallel shaft |  | 1 | 690.0 V | converter 4-quadrant | 50/60 Hz | 70 m / 80 m / or upon request m | No | 25.0 m/s |  |  | conical |  | Yes |  | Ia
129 | 129 | 129 | 129 | 129 | 129 | 129 | AMSC wt2000df TC IIA - 2,00 MW - Wind turbine | https://en.wind-turbine-models.com/turbines/2013-amsc-wt2000df-tc-iia | 1 | 2,000.0 kW | - | 3.0 m/s | 11.0 m/s | 100.0 m | 7,854.0 m² | 3 | 254.6 W/m² | 3.9 m²/kW | planetary / parallel shaft |  | 1 | 690.0 V | converter 4-quadrant | 50/60 Hz | 80 m / 90 m / 100 m / or upon request m | No | 25.0 m/s |  |  | conical |  | Yes |  | IIa
130 | 130 | 130 | 130 | 130 | 130 | 130 | AMSC wt2000df TC IIIA - 2,00 MW - Wind turbine | https://en.wind-turbine-models.com/turbines/2015-amsc-wt2000df-tc-iiia | 1 | 2,000.0 kW | - | 3.0 m/s | 11.0 m/s | 113.0 m | 10,028.7 m² | 3 | 199.4 W/m² | 5.0 m²/kW | planetary / parallel shaft |  | 1 | 690.0 V | converter 4-quadrant | 50/60 Hz | 90 m / 100 m / or upon request m | No | 20.0 m/s |  |  | conical |  | Yes |  | IIIa
131 | 131 | 131 | 131 | 131 | 131 | 131 | AMSC wt2000fc TC IA - 2,00 MW - Wind turbine | https://en.wind-turbine-models.com/turbines/2012-amsc-wt2000fc-tc-ia | 1 | 2,000.0 kW | - | 3.5 m/s | 11.5 m/s | 93.0 m | 6,792.9 m² | 3 | 294.4 W/m² | 3.4 m²/kW | planetary / parallel shaft |  | 1 | 690.0 V | converter 4-quadrant | 50/60 Hz | 70 m / 80 m / or upon request m | No | 25.0 m/s |  |  | conical |  | Yes |  | Ia
132 | 132 | 132 | 132 | 132 | 132 | 132 | AMSC wt2000fc TC IIA - 2,00 MW - Wind turbine | https://en.wind-turbine-models.com/turbines/2014-amsc-wt2000fc-tc-iia | 1 | 2,000.0 kW | - | 3.0 m/s | 11.0 m/s | 100.0 m | 7,854.0 m² | 3 | 254.6 W/m² | 3.9 m²/kW | planetary / parallel shaft |  | 1 | 690.0 V | converter 4-quadrant | 50/60 Hz | 80 m / 90 m / 100 m / or upon request m | No | 25.0 m/s |  |  | conical |  | Yes |  | IIa
133 | 133 | 133 | 133 | 133 | 133 | 133 | AMSC wt2000fc TC IIIA - 2,00 MW - Wind turbine | https://en.wind-turbine-models.com/turbines/2016-amsc-wt2000fc-tc-iiia | 1 | 2,000.0 kW | - | 3.0 m/s | 11.0 m/s | 113.0 m | 10,028.7 m² | 3 | 199.4 W/m² | 5.0 m²/kW | planetary / parallel shaft |  | 1 | 690.0 V | converter 4-quadrant | 50/60 Hz | 90 m / 100 m / or upon request m | No | 20.0 m/s |  |  | conical |  | Yes |  | IIIa
134 | 134 | 134 | 134 | 134 | 134 | 134 | AMSC wt3000df TC IIB - 3,00 MW - Wind turbine | https://en.wind-turbine-models.com/turbines/2017-amsc-wt3000df-tc-iib | 1 | 3,000.0 kW | - | 3.0 m/s | 12.0 m/s | 113.0 m | 10,028.7 m² | 3 | 299.1 W/m² | 3.3 m²/kW | planetary / parallel shaft |  | 1 | 690.0 V | converter 4-quadrant | 50/60 Hz | 90 m / 100 m / 110 m / or upon request m | No | 25.0 m/s |  |  | conical |  | Yes |  | IIb
135 | 135 | 135 | 135 | 135 | 135 | 135 | AMSC wt3000df TC IIIA - 3,00 MW - Wind turbine | https://en.wind-turbine-models.com/turbines/2021-amsc-wt3000df-tc-iiia | 1 | 3,000.0 kW | - | 3.0 m/s | 10.0 m/s | 140.0 m | 15,393.8 m² | 3 | 194.9 W/m² | 5.1 m²/kW | planetary / parallel shaft |  | 1 | 690.0 V | converter 4-quadrant | 50/60 Hz | 100 m / 110 m / or upon request m | No | 20.0 m/s |  |  | conical |  | Yes |  | IIIa
136 | 136 | 136 | 136 | 136 | 136 | 136 | AMSC wt3000df TC IIIB - 3,00 MW - Wind turbine | https://en.wind-turbine-models.com/turbines/2019-amsc-wt3000df-tc-iiib | 1 | 3,000.0 kW | - | 3.0 m/s | 11.0 m/s | 120.0 m | 11,309.7 m² | 2 | 265.3 W/m² | 3.8 m²/kW | planetary / parallel shaft |  | 1 | 690.0 V | converter 4-quadrant | 50/60 Hz | 90 m / 100 m / 110 m / or upon request m | No | 20.0 m/s |  |  | conical |  | Yes |  | IIIb
137 | 137 | 137 | 137 | 137 | 137 | 137 | AMSC wt3000fc TC IIB - 3,00 MW - Wind turbine | https://en.wind-turbine-models.com/turbines/2018-amsc-wt3000fc-tc-iib | 1 | 3,000.0 kW | - | 3.0 m/s | 12.0 m/s | 113.0 m | 10,028.7 m² | 3 | 299.1 W/m² | 3.3 m²/kW | planetary / parallel shaft |  | 1 | 690.0 V | converter 4-quadrant | 50/60 Hz | 90 m / 100 m / 110 m / or upon request m | No | 25.0 m/s |  |  | conical |  | Yes |  | IIb
138 | 138 | 138 | 138 | 138 | 138 | 138 | AMSC wt3000fc TC IIIA - 3,00 MW - Wind turbine | https://en.wind-turbine-models.com/turbines/2022-amsc-wt3000fc-tc-iiia | 1 | 3,000.0 kW | - | 3.0 m/s | 10.0 m/s | 140.0 m | 15,393.8 m² | 3 | 194.9 W/m² | 5.1 m²/kW | planetary / parallel shaft |  | 1 | 690.0 V | converter 4-quadrant | 50/60 Hz | 100 m / 110 m / or upon request m | No | 20.0 m/s |  |  | conical |  | Yes |  | IIIa
139 | 139 | 139 | 139 | 139 | 139 | 139 | AMSC wt3000fc TC IIIB - 3,00 MW - Wind turbine | https://en.wind-turbine-models.com/turbines/2020-amsc-wt3000fc-tc-iiib | 1 | 3,000.0 kW | - | 3.0 m/s | 11.0 m/s | 120.0 m | 11,309.7 m² | 3 | 265.3 W/m² | 3.8 m²/kW | planetary / parallel shaft |  | 1 | 690.0 V | converter 4-quadrant | 50/60 Hz | 90 m / 100 m / 110 m / or upon request m | No | 20.0 m/s |  |  | conical |  | Yes |  | IIIb
140 | 140 | 140 | 140 | 140 | 140 | 140 | AMSC wt5500df TC I - 5,50 MW - Wind turbine | https://en.wind-turbine-models.com/turbines/2023-amsc-wt5500df-tc-i | 1 | 5,500.0 kW | - | 3.5 m/s | 11.8 m/s | 140.0 m | 15,393.8 m² | 3 | 357.3 W/m² | 2.8 m²/kW | planetary/parallel shaft |  | 1 | 690.0 V | IGBT. 4-quadrant | 50/60 Hz | 100 m | No | 30.0 m/s |  |  | conical |  | Yes |  | Ia
141 | 141 | 141 | 141 | 141 | 141 | 141 | AMSC wt5500fc TC I - 5,50 MW - Wind turbine | https://en.wind-turbine-models.com/turbines/2024-amsc-wt5500fc-tc-i | 1 | 5,500.0 kW | - | 3.5 m/s | 11.8 m/s | 140.0 m | 15,393.8 m² | 3 | 357.3 W/m² | 2.8 m²/kW | planetary/parallel shaft |  | 1 | 690.0 V | IGBT. 4-quadrant | 50/60 Hz | 100 m | No | 30.0 m/s |  |  | conical |  | Yes |  | Ia
142 | 142 | 142 | 142 | 142 | 142 | 142 | AMSC wt10000dd SeaTitan - 10,00 MW - Wind turbine | https://en.wind-turbine-models.com/turbines/425-amsc-wt10000dd-seatitan | 1 | 10,000.0 kW | - | 4.0 m/s | 11.5 m/s | 190.0 m | 28,353.0 m² | 3 | 352.7 W/m² | 2.8 m²/kW | with out. direct drive |  | 1 | 12,000.0 V | IGBT | 50/60 Hz | 125 m | Yes | 30.0 m/s |  |  | conical | painted |  |  |  | 10.0 U/min | 99 m/s | AMSC
143 | 143 | 143 | 143 | 143 | 143 | 143 | AN Bonus 100/30 - 100,00 kW - Wind turbine | https://en.wind-turbine-models.com/turbines/730-an-bonus-100-30 | 1 | 100.0 kW | - | 4.8 m/s | 12.5 m/s | 23.0 m | 415.0 m² | 3 | 241.0 W/m² | 4.2 m²/kW | LM 11 H | 2 | 1 | 400.0 V | Thyristor | 50 Hz | 24/30 m | No | 28.0 m/s | 57.0 m/s | GFK | conical | painted | Yes |  |  | 40.0 U/min | 48 m/s | LM Glasfieber | 1:25 | 1,000.0 U/min | 6.7 t | 2.0 t | 9.7 t | 18.4 t |  |  | 0.7 t
144 | 144 | 144 | 144 | 144 | 144 | 144 | AN Bonus 150/30 - 150,00 kW - Wind turbine | https://en.wind-turbine-models.com/turbines/124-an-bonus-150-30 | 1 | 150.0 kW | - | 3.5 m/s | 12.5 m/s | 23.0 m | 415.0 m² | 3 | 361.4 W/m² | 2.8 m²/kW | LM 11 H | 2 | 1 | 400.0 V | Thyristor | 50 Hz | 30/40 m | No | 25.0 m/s | 57.0 m/s | GFK | conical |  | Yes |  |  | 40.0 U/min | 48 m/s | LM Glasfieber | 1:25 | 1,000.0 U/min |  | 8.7 t | 22.0 t |  |  |  | 0.7 t
145 | 145 | 145 | 145 | 145 | 145 | 145 | AN Bonus 300/33 - 300,00 kW - Wind turbine | https://en.wind-turbine-models.com/turbines/112-an-bonus-300-33 | 1 | 300.0 kW | - | 3.0 m/s | 13.0 m/s | 33.4 m | 876.0 m² | 3 | 342.5 W/m² | 2.9 m²/kW | LM 14.4 | 3 | 1 | 400.0 V | Thyristor | 50.0 Hz | 30/40 m | No | 25.0 m/s | 57.0 m/s | GFK | conical | painted | Yes |  |  | 31.0 U/min | 54 m/s | LM Glasfieber/Bonus | 1:48 | 1,500.0 U/min | 3.5 t | 17.6 t | 25.0 t | 46.0 t |  |  | 1.2 t
146 | 146 | 146 | 146 | 146 | 146 | 146 | AN Bonus 450/35 - 450,00 kW - Wind turbine | https://en.wind-turbine-models.com/turbines/720-an-bonus-450-35 | 1 | 450.0 kW | - | 4.5 m/s | 17.0 m/s | 35.0 m | 962.0 m² | 3 | 467.8 W/m² | 2.1 m²/kW | LM | 3 | 1 | 400.0 V | Thyristor | 50 Hz | 30/35 m | No | 28.0 m/s |  | GFK | conical | painted | Yes |  |  | 35.0 U/min | 64 m/s | LM Glasfieber | 1:43 | 1,500.0 U/min
147 | 147 | 147 | 147 | 147 | 147 | 147 | AN Bonus 450/36 - 450,00 kW - Wind turbine | https://en.wind-turbine-models.com/turbines/729-an-bonus-450-36 | 1 | 450.0 kW | - | 4.5 m/s | 16.0 m/s | 36.0 m | 1,017.9 m² | 3 | 442.1 W/m² | 2.3 m²/kW | LM 17.0 | 3 | 1 | 400.0 V | Thyristor | 50 Hz | 35 m | No | 25.0 m/s |  | GFK | conical | painted | Yes |  |  | 33.0 U/min | 62 m/s | LM Glasfieber | 1:46 | 1,500.0 U/min
148 | 148 | 148 | 148 | 148 | 148 | 148 | AN Bonus 450/37 - 450,00 kW - Wind turbine | https://en.wind-turbine-models.com/turbines/382-an-bonus-450-37 | 1 | 450.0 kW | - | 4.5 m/s | 13.5 m/s | 37.0 m | 1,075.0 m² | 3 | 418.6 W/m² | 2.4 m²/kW | LM 17.0 | 3 | 1 | 690.0 V | Thyristor | 50 Hz | 35/42.3 m | No | 25.0 m/s | 57.0 m/s | GFK | conical | coated | Yes |  |  | 30.0 U/min | 58 m/s | LM Glasfieber | 1:50 | 1,500.0 U/min |  | 24.0 t | 27.0 t |  |  |  | 2.2 t
149 | 149 | 149 | 149 | 149 | 149 | 149 | AN Bonus 600/41 - 600,00 kW - Wind turbine | https://en.wind-turbine-models.com/turbines/123-an-bonus-600-41 | 1 | 600.0 kW | - | 4.5 m/s | 14.5 m/s | 41.0 m | 1,320.0 m² | 3 | 454.5 W/m² | 2.2 m²/kW | LM 19.1 | 3 | 1 | 690.0 V | Thyristor | 50.0 Hz | 42.3 / 50 m | No | 25.0 m/s | 57.0 m/s | GFK | conical | painted | Yes |  |  | 29.0 U/min | 62 m/s | LM Glasfieber | 1:50 | 1,500.0 U/min |  | 24.0 t | 52.0 t |  |  |  | 2.3 t
150 | 150 | 150 | 150 | 150 | 150 | 150 | AN Bonus 600/44 - 600,00 kW - Wind turbine | https://en.wind-turbine-models.com/turbines/343-an-bonus-600-44 | 1 | 600.0 kW | - | 3.0 m/s | 15.0 m/s | 44.0 m | 1,520.0 m² | 3 | 394.7 W/m² | 2.5 m²/kW | LM 19.1 | 3 | 1 | 690.0 V | Thyristor | 50 Hz | 42/50/55/58 m | No | 25.0 m/s | 60.0 m/s | GFK | conical | coated | Yes |  |  | 27.0 U/min | 62 m/s | LM Glasfieber/Bonus | 1:56 | 1,500.0 U/min | 9.5 t | 24.0 t | 51.0 t |  |  |  | 3.2 t
151 | 151 | 151 | 151 | 151 | 151 | 151 | AN Bonus 600/44-3 - 600,00 kW - Wind turbine | https://en.wind-turbine-models.com/turbines/1175-an-bonus-600-44-3 | 1 | 600.0 kW | - | 3.0 m/s | 15.0 m/s | 44.0 m | 1,520.0 m² | 3 | 394.7 W/m² | 2.5 m²/kW | LM 19.1 | 3 | 1 | 690.0 V | thyristors | 50 Hz | 42.3/50/55/58 m | No | 25.0 m/s | 55.0 m/s | GFRP | conical | painted | Yes |  |  | 27.0 U/min | 62 m/s | LM Glasfiber A/S | 1:56 | 1,500.0 U/min | 9.5 t | 21.5 t | 51.0 t | 82.0 t
152 | 152 | 152 | 152 | 152 | 152 | 152 | AN Bonus 600/44 MK IV - 600,00 kW - Wind turbine | https://en.wind-turbine-models.com/turbines/690-an-bonus-600-44-mk-iv | 1 | 600.0 kW | - | 5.0 m/s | 15.0 m/s | 44.0 m | 1,520.0 m² | 3 | 394.7 W/m² | 2.5 m²/kW | LM 19.1 | 3 | 1 | 690.0 V | Thyristor | 50 Hz | 40/45/50/55/60 m | No | 25.0 m/s | 55.0 m/s | GRP | conical | painted | Yes |  |  | 28.0 U/min | 65 m/s | LM Glasfieber | 1:55 | 1,500.0 U/min | 14.2 t | 22.5 t | 57.5 t | 94.2 t | 5.5 t |  | 2.9 t
153 | 153 | 153 | 153 | 153 | 153 | 153 | AN Bonus 750/50 Prototype - 750,00 kW - Wind turbine | https://en.wind-turbine-models.com/turbines/1072-an-bonus-750-50-prototype | 1 | 750.0 kW | - | 3.0 m/s | 15.0 m/s | 50.0 m | 1,960.0 m² | 3 | 382.7 W/m² | 2.6 m²/kW | 24m | 3 | 1 | 690.0 V | Thyristor | 50.0 Hz | 60/70 m | No | 25.0 m/s |  | GFK | conical | painted | Yes |  |  | 22.0 U/min | 58 m/s | LM Glaasfiber A/S | 1:82 | 1,500.0 U/min | 10.0 t | 50.0 t | 60.0 t | 120.0 t |  | 1995
154 | 154 | 154 | 154 | 154 | 154 | 154 | AN Bonus 1000/54 - 1,00 MW - Wind turbine | https://en.wind-turbine-models.com/turbines/396-an-bonus-1000-54 | 1 | 1,000.0 kW | - | 3.0 m/s | 15.0 m/s | 54.2 m | 2,300.0 m² | 3 | 434.8 W/m² | 2.3 m²/kW | LM 26.1 | 3 | 1 | 690.0 V | Thyristor | 50.0 Hz | 50/60/70 m | No | 25.0 m/s | 60.0 m/s | GFK | conical | coated | Yes |  |  | 22.0 U/min | 62 m/s | LM Glasfieber/ Bonus | 1:69 | 1,500.0 U/min | 25.0 t | 40.0 t | 90.0 t | 155.0 t
155 | 155 | 155 | 155 | 155 | 155 | 155 | AN Bonus 1300/62 - 1,30 MW - Wind turbine | https://en.wind-turbine-models.com/turbines/59-an-bonus-1300-62 | 1 | 1,300.0 kW | - | 3.0 m/s | 15.0 m/s | 62.0 m | 3,019.0 m² | 3 | 430.6 W/m² | 2.3 m²/kW | LM 29 / B30 | 3 | 1 | 690.0 V | Thyristor | 50.0 Hz | 68/80/90 m | No | 25.0 m/s | 55.0 m/s | GFK | conical | coated | Yes |  |  | 19.0 U/min | 62 m/s | LM Glasfieber/ Bonus | 1:79 | 1,500.0 U/min | 30.0 t | 50.0 t | 198.0 t | 280.0 t
156 | 156 | 156 | 156 | 156 | 156 | 156 | AN Bonus 2000/76 - 2,00 MW - Wind turbine | https://en.wind-turbine-models.com/turbines/406-an-bonus-2000-76 | 1 | 2,000.0 kW | - | 3.0 m/s | 15.0 m/s | 76.0 m | 4,536.0 m² | 3 | 440.9 W/m² | 2.3 m²/kW | LM 36.8 | 3 | 1 | 690.0 V | Thyristor | 50 Hz | 60/80/98 m | No | 25.0 m/s | 60.0 m/s | GFK | conical | coated | Yes |  |  | 17.0 U/min | 68 m/s | LM Glasfieber/ Bonus | 1:89 | 1,500.0 U/min | 38.0 t | 65.0 t
157 | 157 | 157 | 157 | 157 | 157 | 157 | AN Bonus 2300/82 - 2,30 MW - Wind turbine | https://en.wind-turbine-models.com/turbines/857-an-bonus-2300-82 | 1 | 2,300.0 kW | - | 3.5 m/s | 15.0 m/s | 82.4 m | 5,300.0 m² | 3 | 434.0 W/m² | 2.3 m²/kW | B40 | 3 | 1 | 690.0 V | Thyristor | 50 Hz | 80/90/100 m | Yes | 25.0 m/s | 55.0 m/s | GFK | conical | painted |  |  |  | 17.0 U/min | 73 m/s | Bonus | 1:98 | 1,500.0 U/min | 52.0 t | 82.5 t | 252.0 t | 386.5 t
158 | 158 | 158 | 158 | 158 | 158 | 158 | Anelion SW 3.5 GT - 3,50 kW - Wind turbine | https://en.wind-turbine-models.com/turbines/950-anelion-sw-3.5-gt | 1 | 3.5 kW | - | 3.5 m/s | 12.0 m/s | 3.5 m | 9.6 m² | 3 | 363.8 W/m² | 2.7 m²/kW | with out. direct drive |  | 1 | 280.0 V | IGBT | 50 Hz | 10 m | No | 17.5 m/s | 60.0 m/s | GFK / Epoxy |  |  | Yes |  |  | 465.0 U/min | 85 m/s | [6 empty] | 0.1 t
159 | 159 | 159 | 159 | 159 | 159 | 159 | Hummer H6.4-5KW - 5,00 kW - Wind turbine | https://en.wind-turbine-models.com/turbines/1690-hummer-h6.4-5kw | 1 | 5.0 kW | - | 3.0 m/s | 12.0 m/s | 6.4 m | 32.2 m² | 3 | 155.4 W/m² | 6.4 m²/kW | 3.255m |  | 1 | 240.0 V | inverters | 50/60 Hz | site specific m | No | 25.0 m/s | 50.0 m/s | Fiberglass reinforced composite | conical | hot dip galvanized | Yes |  |  | 240.0 U/min | 80 m/s
160 | 160 | 160 | 160 | 160 | 160 | 160 | Hummer H8.16-10KW - 10,00 kW - Wind turbine | https://en.wind-turbine-models.com/turbines/1689-hummer-h8.16-10kw | 1 | 10.0 kW | - | 3.0 m/s | 11.0 m/s | 8.2 m | 50.3 m² | 3 | 198.8 W/m² | 5.0 m²/kW | 3.95m |  | 1 | 400.0 V | inverters | 50/60 Hz | site specific m | No | 25.0 m/s | 50.0 m/s | Fiberglass reinforced composite | conical | hot dip galvanized | Yes |  |  | 100.0 U/min | 43 m/s |  |  |  |  | 0.5 t
161 | 161 | 161 | 161 | 161 | 161 | 161 | Hummer H13.2-20KW - 20,00 kW - Wind turbine | https://en.wind-turbine-models.com/turbines/1688-hummer-h13.2-20kw | 1 | 20.0 kW | - | 3.0 m/s | 9.0 m/s | 13.2 m | 136.9 m² | 3 | 146.1 W/m² | 6.8 m²/kW | 6.2m |  | 1 | 450.0 V | inverters | 50/60 Hz | site specific m | No | 25.0 m/s | 50.0 m/s | Fiberglass reinforced composite | conical | hot dip galvanized | Yes |  |  | 110.0 U/min | 76 m/s
162 | 162 | 162 | 162 | 162 | 162 | 162 | Hummer H13.2-30KW - 30,00 kW - Wind turbine | https://en.wind-turbine-models.com/turbines/1687-hummer-h13.2-30kw | 1 | 30.0 kW | - | 3.0 m/s | 10.0 m/s | 13.2 m | 136.9 m² | 3 | 219.2 W/m² | 4.6 m²/kW | 6.2 |  | 1 | 620.0 V | inverters | 50/60 Hz | site specific m | No | 25.0 m/s | 50.0 m/s | Fiberglass reinforced composite.RTM |  |  | Yes |  |  | 110.0 U/min | 76 m/s |  |  |  |  | 0.9 t
163 | 163 | 163 | 163 | 163 | 163 | 163 | Hummer H17.0-50KW - 50,00 kW - Wind turbine | https://en.wind-turbine-models.com/turbines/1686-hummer-h17.0-50kw | 1 | 50.0 kW | - | 3.5 m/s | 9.5 m/s | 17.0 m | 227.0 m² | 3 | 220.3 W/m² | 4.5 m²/kW | 8m |  | 1 | 660.0 V | inverters | 50/60 Hz | site specific m | No | 20.0 m/s | 50.0 m/s | Fiberglass reinforced composite.RTM | conical | hot dip galvanized | Yes |  |  | 85.0 U/min | 76 m/s |  |  |  |  | 1.3 t
164 | 164 | 164 | 164 | 164 | 164 | 164 | Hummer H21.0-60KW - 60,00 kW - Wind turbine | https://en.wind-turbine-models.com/turbines/1685-hummer-h21.0-60kw | 1 | 60.0 kW | - | 2.5 m/s | 9.0 m/s | 21.0 m | 346.4 m² | 3 | 173.2 W/m² | 5.8 m²/kW | 10m |  | 1 | 660.0 V | inverters | 50/60 Hz | site specific m | No | 25.0 m/s | 50.0 m/s | Fiberglass reinforced composite.Resin Transfer Molding(RTM) | conical | hot dip galvanized | Yes |  |  | 50.0 U/min | 55 m/s |  |  |  |  | 1.5 t
165 | 165 | 165 | 165 | 165 | 165 | 165 | Hummer H21.0-100KW - 100,00 kW - Wind turbine | https://en.wind-turbine-models.com/turbines/1684-hummer-h21.0-100kw | 1 | 100.0 kW | - | 2.5 m/s | 10.5 m/s | 21.0 m | 346.4 m² | 3 | 288.7 W/m² | 3.5 m²/kW | 10m |  | 1 | 660.0 V | inverters | 50/60 Hz | site specific m | No | 20.0 m/s | 50.0 m/s | Fiberglass reinforced composite. RTM | conical | hot dip galvanized | Yes |  |  | 60.0 U/min | 66 m/s
166 | 166 | 166 | 166 | 166 | 166 | 166 | Hummer H25.0-60KW - 60,00 kW - Wind turbine | https://en.wind-turbine-models.com/turbines/1683-hummer-h25.0-60kw | 1 | 60.0 kW | - | 2.5 m/s | 7.5 m/s | 25.0 m | 490.9 m² | 3 | 122.2 W/m² | 8.2 m²/kW | 12m |  | 1 | 660.0 V | inverters | 50/60 Hz | site specific m | No | 20.0 m/s | 50.0 m/s | Fiberglass reinforced composite.RTM | conical | hot dip galvanized | Yes |  |  | 50.0 U/min | 65 m/s
167 | 167 | 167 | 167 | 167 | 167 | 167 | Hummer H25.0-100KW - 100,00 kW - Wind turbine | https://en.wind-turbine-models.com/turbines/1682-hummer-h25.0-100kw | 1 | 100.0 kW | - | 2.5 m/s | 10.0 m/s | 25.0 m | 490.9 m² | 3 | 203.7 W/m² | 4.9 m²/kW | 12m |  | 1 | 690.0 V | inverters | 50/60 Hz | site specific m | No | 20.0 m/s | 50.0 m/s | Fiberglass reinforced composite | conical | hot dip galvanized | Yes |  |  | 50.0 U/min | 65 m/s |  |  |  |  | 2.2 t
168 | 168 | 168 | 168 | 168 | 168 | 168 | Hummer H25.0-200KW - 200,00 kW - Wind turbine | https://en.wind-turbine-models.com/turbines/1681-hummer-h25.0-200kw | 1 | 200.0 kW | - | 2.5 m/s | 11.5 m/s | 25.0 m | 490.9 m² | 3 | 407.4 W/m² | 2.5 m²/kW | 12m |  | 1 | 690.0 V |  |  | site specific m | No | 20.0 m/s | 50.0 m/s | Fiberglass reinforced composite | conical | hot dip galvanized | Yes |  |  | 50.0 U/min | 65 m/s
169 | 169 | 169 | 169 | 169 | 169 | 169 | Mandt Wodan - 7,00 kW - Wind turbine | https://en.wind-turbine-models.com/turbines/1556-mandt-wodan | 1 | 7.0 kW | - | 3.0 m/s |  | 15.6 m | 191.0 m² | 6 | 36.6 W/m² | 27.3 m²/kW | 7.8m Blattlänge | 1 | 1 | 110.0 V | Spannungsregler |  | 25 m | No | 18.0 m/s |  | Blech/Holz | Mast | Bleimenninge / Öllack | Yes |  |  | 20.0 U/min | 16 m/s | Mandt | 1:1 |  | 3.0 t | 4.0 t | 5.2 t | 12.2 t | 0.6 t | 1926 | 0.4 t
170 | 170 | 170 | 170 | 170 | 170 | 170 | AOI Arab 1.5-77 - 1,50 MW - Wind turbine | https://en.wind-turbine-models.com/turbines/2036-aoi-arab-1.5-77 | 1 | 1,500.0 kW | - | 3.0 m/s | 11.0 m/s | 77.0 m | 4,657.0 m² | 3 | 322.1 W/m² | 3.1 m²/kW | LM37.3 |  | 1 | 690.0 V | IGBT | 50/60 Hz | 70 m | No | 25.0 m/s |  | GFRP | conical | painted | Yes |  | IIa | 17.3 U/min | 70 m/s | LM Glasfiber
171 | 171 | 171 | 171 | 171 | 171 | 171 | AOI Arab AOI 20kW - 20,00 kW - Wind turbine | https://en.wind-turbine-models.com/turbines/2037-aoi-arab-aoi-20kw | 1 | 20.0 kW | - | 3.0 m/s | 12.0 m/s | 13.0 m | 133.0 m² | 3 | 150.4 W/m² | 6.7 m²/kW | 6m | [5 empty] | 18 m | No | 25.0 m/s |  |  |  |  | Yes |  |  | 90.0 U/min | 61 m/s
172 | 172 | 172 | 172 | 172 | 172 | 172 | AREVA M5000-116 - 5,00 MW - Wind turbine | https://en.wind-turbine-models.com/turbines/23-areva-m5000-116 | 1 | 5,000.0 kW | - | 4.0 m/s | 12.5 m/s | 116.0 m | 10,568.0 m² | 3 | 473.1 W/m² | 2.1 m²/kW | step-planetary gear. helical |  | 1 | 3,300.0 V | IGBT | 50 Hz |  | Yes | 25.0 m/s |  |  | conical | painted |  |  |  | 14.8 U/min | 90 m/s | Renk | 1:10 | 148.5 U/min | 111.5 t | 233.0 t |  | 345.0 t
173 | 173 | 173 | 173 | 173 | 173 | 173 | AREVA M5000-135 - 5,00 MW - Wind turbine | https://en.wind-turbine-models.com/turbines/686-areva-m5000-135 | 1 | 5,000.0 kW | - | 3.5 m/s | 11.4 m/s | 135.0 m | 14,326.0 m² | 3 | 349.0 W/m² | 2.9 m²/kW | planetary |  | 1 | 3,300.0 V | IGBT | 50 Hz |  | Yes | 25.0 m/s |  |  | conical | painted |  |  |  | 13.5 U/min | 95 m/s | Renk | 1:10 | 133.5 U/min | 140.0 t |  |  | 375.0 t
174 | 174 | 174 | 174 | 174 | 174 | 174 | Argolabe Turbec-100 - 100,00 kW - Wind turbine | https://en.wind-turbine-models.com/turbines/426-argolabe-turbec-100 | 1 | 100.0 kW | - | 3.5 m/s | 10.5 m/s | 22.5 m | 397.6 m² | 3 | 251.5 W/m² | 4.0 m²/kW | 10 | 2 | 1 | 400.0 V | IGBT | 50 Hz | 37 m | No | 20.0 m/s | 52.5 m/s | Glass-epoxy | conical | painted | Yes |  |  | 46.0 U/min | 54 m/s | Argolabe composite | 1:17 | 750.0 U/min |  | 5.0 t | 10.0 t
175 | 175 | 175 | 175 | 175 | 175 | 175 | Aria Libellula 20 - 20,00 kW - Wind turbine | https://en.wind-turbine-models.com/turbines/1635-aria-libellula-20 | 1 | 20.0 kW | - | 3.0 m/s | 10.0 m/s | 17.4 m | 46.2 m² | 2 | 432.6 W/m² | 2.3 m²/kW | 2 stadi - epicicloidale | 2 | 1 | 400.0 V |  | 50 Hz | 20 m | No | 25.0 m/s | 52.5 m/s |  | cylindrical | hot dip galvanized | Yes |  | IIIa |  |  |  | 1:33 |  |  | 2.0 t |  | 4.0 t
176 | 176 | 176 | 176 | 176 | 176 | 176 | Aria Libellula 55+ - 57,00 kW - Wind turbine | https://en.wind-turbine-models.com/turbines/1634-aria-libellula-55 | 1 | 57.0 kW | - | 3.0 m/s | 11.0 m/s | 19.0 m | 59.5 m² | 2 | 958.0 W/m² | 1.0 m²/kW | induction |  | 1 | 400.0 V | convertitore asincrono rotante | 50 Hz | 19/25/31 m | No | 25.0 m/s |  |  | cylindrical | hot dip galvanized | Yes |  | IIIa | 95.0 U/min | 95 m/s |  |  |  | 0.9 t | 2.0 t | 7.7 t | 10.6 t
177 | 177 | 177 | 177 | 177 | 177 | 177 | Aria Libellula 55kW - 55,00 kW - Wind turbine | https://en.wind-turbine-models.com/turbines/1099-aria-libellula-55kw | 1 | 55.0 kW | - | 3.0 m/s | 11.0 m/s | 18.0 m | 255.0 m² | 2 | 215.7 W/m² | 4.6 m²/kW | 7.8m | 2 | 1 | 400.0 V | inverters | 40-70 Hz | 25/28/31 m | No | 25.0 m/s | 52.5 m/s | glass/ carbon-fiber reinforced epoxy | cylindrical | hot dip galvanized | Yes |  |  | 95.0 U/min | 90 m/s | Aria | 1:20 |  | 0.9 t | 2.0 t | 10.8 t | 13.7 t
178 | 178 | 178 | 178 | 178 | 178 | 178 | Aria Libellula 60i - 60,00 kW - Wind turbine | https://en.wind-turbine-models.com/turbines/1633-aria-libellula-60i | 1 | 60.0 kW | - | 3.0 m/s | 11.0 m/s | 19.0 m | 59.7 m² | 2 | 1,005.0 W/m² | 1.0 m²/kW | induction |  | 1 | 400.0 V | inverter | 50 Hz | 19/25/31 m | No | 25.0 m/s | 52.5 m/s |  | cylindrical | hot dip galvanized | Yes |  | IIIa | 95.0 U/min | 95 m/s |  |  |  | 0.9 t | 2.0 t | 7.7 t | 10.6 t
179 | 179 | 179 | 179 | 179 | 179 | 179 | ATB Riva Calzoni ATB 60.28 DD - 60,00 kW - Wind turbine | https://en.wind-turbine-models.com/turbines/1534-atb-riva-calzoni-atb-60.28-dd | 1 | 60.0 kW | - | 3.0 m/s | 7.5 m/s | 28.0 m | 616.0 m² | 2 | 97.4 W/m² | 10.3 m²/kW | 13.4m |  | 1 | 400.0 V | inverters | 50/60 Hz | 37 m | No | 19.0 m/s |  | glass- fibre reinforced epoxy | conical |  | Yes |  | IIIa | 52.0 U/min | 76 m/s | [5 empty] | 35.0 t
180 | 180 | 180 | 180 | 180 | 180 | 180 | ATB Riva Calzoni 100.28 DD - 100,00 kW - Wind turbine | https://en.wind-turbine-models.com/turbines/2119-atb-riva-calzoni-100.28-dd | 1 | 100.0 kW | - | 3.0 m/s | 8.5 m/s | 28.0 m | 616.0 m² | 2 | 162.3 W/m² | 6.2 m²/kW | 13.4 |  | 1 | 400.0 V | IGBT | 50/60 Hz | 37 m | No | 25.0 m/s |  | Glass?Fibre reinforced Epoxy | conical |  | Yes |  | IIIa | 52.0 U/min | 76 m/s | [5 empty] | 35.0 t
181 | 181 | 181 | 181 | 181 | 181 | 181 | ATB Riva Calzoni ATB 500.54 - 500,00 kW - Wind turbine | https://en.wind-turbine-models.com/turbines/1533-atb-riva-calzoni-atb-500.54 | 1 | 500.0 kW | - | 3.5 m/s | 10.0 m/s | 54.0 m | 2,290.0 m² | 3 | 218.3 W/m² | 4.6 m²/kW | 26.35m | 3 | 1 | 690.0 V | inverters | 50/60 Hz | 50 / 72 m | No | 25.0 m/s |  | glass-reinforced plastic | conical | multi layer epoxy / polyurethane | Yes |  | IIIa | 29.0 U/min | 82 m/s |  | 1:56 | 1,645.0 U/min | 16.0 t | 30.0 t | 77.0 t | 123.0 t
182 | 182 | 182 | 182 | 182 | 182 | 182 | ATB Riva Calzoni 750.54 - 750,00 kW - Wind turbine | https://en.wind-turbine-models.com/turbines/2120-atb-riva-calzoni-750.54 | 1 | 750.0 kW | - | 4.0 m/s | 11.0 m/s | 54.0 m | 2,290.0 m² | 3 | 327.5 W/m² | 3.1 m²/kW | 26.35 | 3 | 1 | 690.0 V | IGBT | 50/60 Hz | 72 m | No | 24.0 m/s |  | Glass?reinforced plastic | cylindrical | multi layer epoxy/polyurethane | Yes |  | IIIa | 26.5 U/min | 75 m/s |  | 1:56 |  |  | 30.0 t | 81.0 t | 127.0 t
183 | 183 | 183 | 183 | 183 | 183 | 183 | Atlantic Orient AOC 15/50 - 50,00 kW - Wind turbine | https://en.wind-turbine-models.com/turbines/2164-atlantic-orient-aoc-15-50 | 1 | 50.0 kW | - | 4.6 m/s | 11.3 m/s | 15.0 m | 177.0 m² | 3 | 282.5 W/m² | 3.5 m²/kW | 7.2 m (23.7 ft) |  | 1 | 480.0 V |  | 60 Hz | 24.4 / 30.5 m | No | 22.4 m/s | 59.5 m/s | Wood/epoxy laminate or Epoxy /glass fibre |  |  | Yes |  |  | 65.0 U/min | 51 m/s |  | 1:28 | 1,800.0 U/min |  | 2.4 t | 3.2 t | 5.6 t |  |  | 0.2 t
184 | 184 | 184 | 184 | 184 | 184 | 184 | Austrowind WT 5000 - 5,00 kW - Wind turbine | https://en.wind-turbine-models.com/turbines/2047-austrowind-wt-5000 | 1 | 5.0 kW | - | 2.0 m/s | 12.0 m/s | 8.0 m | 50.0 m² | 3 | 100.0 W/m² | 10.0 m²/kW | 3m |  | 1 | 210.0 V | inverters | 50 Hz | 13.15 / 16.15 / 19.15 m | No | 20.0 m/s |  | GFK | conical | painted | Yes |  | IIIa | 130.0 U/min | 54 m/s |  |  |  |  | 0.5 t
185 | 185 | 185 | 185 | 185 | 185 | 185 | Autoflug A 100 - 100,00 kW - Wind turbine | https://en.wind-turbine-models.com/turbines/375-autoflug-a-100 | 1 | 100.0 kW | - | 3.0 m/s | 13.0 m/s | 23.0 m | 415.0 m² | 2 | 241.0 W/m² | 4.2 m²/kW | Planetary Spur | 2 | 1 | 400.0 V | Thyristor | 50 Hz | 42.6 m | No | 25.0 m/s | 56.9 m/s | GFK |  |  | Yes |  |  | 32.7 U/min | 39 m/s |  | 1:31 | 1,000.0 U/min |  | 3.8 t | 14.0 t |  |  |  | 0.3 t
186 | 186 | 186 | 186 | 186 | 186 | 186 | Autoflug A 1200 - 1,20 MW - Wind turbine | https://en.wind-turbine-models.com/turbines/344-autoflug-a-1200 | 1 | 1,200.0 kW | - | 4.0 m/s | 13.0 m/s | 61.0 m | 2,922.0 m² | 2 | 410.7 W/m² | 2.4 m²/kW | LM | 3 | 1 | 690.0 V | Thyristor | 50 Hz | 60.0 m | No | 25.0 m/s | 65.0 m/s | GFK | conical | painted | Yes |  |  | 20.7 U/min | 66 m/s | LM Glasfieber/Aeroconstruct | 1:75 | 1,512.0 U/min |  | 89.0 t | 90.0 t |  |  |  | 3.8 t
187 | 187 | 187 | 187 | 187 | 187 | 187 | Avantis AV 928 - 2,50 MW - Wind turbine | https://en.wind-turbine-models.com/turbines/107-avantis-av-928 | 1 | 2,500.0 kW | - | 3.0 m/s | 11.6 m/s | 93.2 m | 6,822.0 m² | 3 | 366.5 W/m² | 2.7 m²/kW | AB 92 / 45.3 |  | 1 | 690.0 V | inverters | 50/60 Hz | 80 / 99 m | No | 25.0 m/s | 59.5 m/s | GFRP | conical | painted | Yes |  | IIa | 18.0 U/min | 88 m/s | Avantis |  | 16.0 U/min | [6 empty] | 10.2 t
188 | 188 | 188 | 188 | 188 | 188 | 188 | Avantis AV 1010 - 2,30 MW - Wind turbine | https://en.wind-turbine-models.com/turbines/84-avantis-av-1010 | 1 | 2,300.0 kW | - | 3.0 m/s | 11.2 m/s | 100.6 m | 7,948.0 m² | 3 | 289.4 W/m² | 3.5 m²/kW | AB 100 / 49.0 |  | 1 | 690.0 V | inverters | 50 Hz | 99.0 m | No | 25.0 m/s | 52.5 m/s | GFRP | conical | painted | Yes |  | IIIa | 14.3 U/min | 75 m/s | Avantis |  |  | 40.0 t | 75.0 t | 180.0 t | 295.0 t | 10.0 t |  | 10.5 t
189 | 189 | 189 | 189 | 189 | 189 | 189 | Aventa AV-7 - 6,20 kW - Wind turbine | https://en.wind-turbine-models.com/turbines/1529-aventa-av-7 | 1 | 6.2 kW | - | 2.0 m/s | 6.0 m/s | 12.8 m |  | 3 | 0.0 W/m² | 0.0 m²/kW | Beton | [5 empty] | 18 m | No | 14.0 m/s |  |  |  |  | Yes |  |  | 63.0 U/min | 42 m/s
190 | 190 | 190 | 190 | 190 | 190 | 190 | AVIC Huide HD 1000 - 1,00 MW - Wind turbine | https://en.wind-turbine-models.com/turbines/268-avic-huide-hd-1000 | 1 | 1,000.0 kW | - | 3.5 m/s | 14.0 m/s |  |  |  | 0.0 W/m² | 0.0 m²/kW | [7 empty] | No | 25.0 m/s |  |  |  |  | Yes
191 | 191 | 191 | 191 | 191 | 191 | 191 | AVIC Huide HD 2000 - 2,00 MW - Wind turbine | https://en.wind-turbine-models.com/turbines/269-avic-huide-hd-2000 | 1 | 2,000.0 kW | - | 4.0 m/s | 11.0 m/s |  |  |  | 0.0 W/m² | 0.0 m²/kW | [7 empty] | No | 25.0 m/s |  |  |  |  | Yes
192 | 192 | 192 | 192 | 192 | 192 | 192 | awinco L50-200 - 50,00 kW - Wind turbine | https://en.wind-turbine-models.com/turbines/1186-awinco-l50-200 | 1 | 50.0 kW | - | 3.0 m/s | 12.0 m/s | 16.0 m | 200.0 m² | 3 | 250.0 W/m² | 4.0 m²/kW | direct drive |  | 1 | 400.0 V | inverters | 50/60 Hz | 22 / 30 / 36 m | No | 25.0 m/s | 59.5 m/s | GFK | conical | painted | Yes |  | IIa | 58.0 U/min | 48 m/s | Olsen Blades. DK |  |  |  | 6.5 t
193 | 193 | 193 | 193 | 193 | 193 | 193 | awinco L60-330 - 60,00 kW - Wind turbine | https://en.wind-turbine-models.com/turbines/1540-awinco-l60-330 | 1 | 60.0 kW | - | 3.0 m/s | 11.0 m/s | 20.2 m | 320.0 m² | 3 | 187.5 W/m² | 5.3 m²/kW | direct drive |  | 1 | 400.0 V | inverters | 50/60 Hz | 22 / 30 / 36 m | No | 25.0 m/s | 59.5 m/s | GFK | conical | painted | Yes |  | IIa | 50.0 U/min | 53 m/s | Olsen Blades. DK
194 | 194 | 194 | 194 | 194 | 194 | 194 | AWP AWP 56-100 - 100,00 kW - Wind turbine | https://en.wind-turbine-models.com/turbines/976-awp-awp-56-100 | 1 | 100.0 kW | - | 5.0 m/s | 13.0 m/s | 17.0 m | 227.0 m² | 3 | 440.5 W/m² | 2.3 m²/kW | 8 | 2 | 1 | 380.0 V | Thyristor | 50/60 Hz | 19/25/35 m | No | 22.0 m/s | 59.5 m/s | GFRP |  | galvanized | Yes |  |  | 72.0 U/min | 64 m/s |  | 1:20 | 1,500.0 U/min | 3.0 t | 3.7 t | 4.7 t | 14.4 t
195 | 195 | 195 | 195 | 195 | 195 | 195 | b.ventus 250 kW - 250,00 kW - Wind turbine | https://en.wind-turbine-models.com/turbines/2061-b.ventus-250-kw | 1 | 250.0 kW | - | 2.5 m/s | 9.0 m/s | 42.5 m | 1,421.0 m² | 3 | 175.9 W/m² | 5.7 m²/kW | without gearbox |  | 1 | 400.0 V | 4Q-IGBT | 50/60 Hz | 28 m | No | 32.0 m/s |  | EP-GFK | conical | painted | Yes |  | S | 32.0 U/min | 71 m/s
196 | 196 | 196 | 196 | 196 | 196 | 196 | Balfour Beatty Power VAWT magic mushroom - 28,00 kW - Wind turbine | https://en.wind-turbine-models.com/turbines/2324-balfour-beatty-power-vawt-magic-mushroom | 1 | 28.0 kW | - |  |  | 6.0 m |  | 5 | 0.0 W/m² | 0.0 m²/kW | [6 empty] | 15 m | No | [5 empty] | Yes | [12 empty] | 1985
197 | 197 | 197 | 197 | 197 | 197 | 197 | Baltic 99 kW - 99,00 kW - Wind turbine | https://en.wind-turbine-models.com/turbines/2165-baltic-99-kw | 1 | 99.0 kW | 90.0 - 105.0 kW | 3.0 m/s | 13.0 m/s | 19.0 m | 302.0 m² | 3 | 327.8 W/m² | 3.1 m²/kW | asynchronous | [5 empty] | 24 / 32 / 40 m | No | 20.0 m/s | - | glass-fibre |  |  | Yes
198 | 198 | 198 | 198 | 198 | 198 | 198 | Baoding Tianwei BTW 1.5 - 1,50 MW - Wind turbine | https://en.wind-turbine-models.com/turbines/270-baoding-tianwei-btw-1.5 | 1 | 1,500.0 kW | - | [5 empty] | 0.0 W/m² | 0.0 m²/kW | [7 empty] | No | [5 empty] | Yes
199 | 199 | 199 | 199 | 199 | 199 | 199 | Baoding Tianwei BTW 2.0 - 2,00 MW - Wind turbine | https://en.wind-turbine-models.com/turbines/1155-baoding-tianwei-btw-2.0 | 1 | 2,000.0 kW | - | 3.0 m/s | 11.5 m/s | 93.0 m | 6,792.9 m² | 3 | 294.4 W/m² | 3.4 m²/kW | spur/planetary |  | 1 |  | inverters | 50/60 Hz | 80.0 m | No | 25.0 m/s |  | GFRP | conical | painted | Yes |  | IIIa | 15.0 U/min | 73 m/s | [8 empty] | 2011
200 | 200 | 200 | 200 | 200 | 200 | 200 | Barberwind B1000 - 1,00 MW - Wind turbine | https://en.wind-turbine-models.com/turbines/1458-barberwind-b1000 | 1 | 1,000.0 kW | - | 3.8 m/s | 10.7 m/s | 51.8 m |  | 5 | 0.0 W/m² | 0.0 m²/kW | lattice | [5 empty] | 36.6 m | No | 20.0 m/s | 60.0 m/s |  |  |  | Yes |  |  | 18.6 U/min | 50 m/s
201 | 201 | 201 | 201 | 201 | 201 | 201 | BARD VM - 5,28 MW - Wind turbine | https://en.wind-turbine-models.com/turbines/6-bard-vm | 1 | 5,276.0 kW | - | 3.0 m/s | 12.5 m/s | 122.0 m | 11,690.0 m² | 3 | 451.3 W/m² | 2.2 m²/kW | spur/planetary | 3 | 1 |  | IGBT | 50 Hz | 90 m | Yes | 30.0 m/s |  | GFRP | conical | painted |  |  |  | 8.0 U/min | 51 m/s | Bard | 1:97 | 1,212.0 U/min | 155.5 t | 280.0 t | 940.0 t | 1,375.5 t
202 | 202 | 202 | 202 | 202 | 202 | 202 | BARD 6.5 - 6,50 MW - Wind turbine | https://en.wind-turbine-models.com/turbines/916-bard-6.5 | 1 | 6,500.0 kW | - |  | 13.7 m/s | 122.0 m | 11,690.0 m² | 3 | 556.0 W/m² | 1.8 m²/kW | 59.4 |  | 2 |  | IGBT | 50.0 Hz | 90.0 m | Yes |  |  | GFK | conical | painted | [5 empty] | Bard |  |  | 155.0 t | 295.0 t | 760.0 t | 1,210.0 t |  | 2011
203 | 203 | 203 | 203 | 203 | 203 | 203 | Bazán 44/600 MK-IV - 600,00 kW - Wind turbine | https://en.wind-turbine-models.com/turbines/978-baz-n-44-600-mk-iv | 1 | 600.0 kW | - | 3.0 m/s | 15.0 m/s | 44.0 m | 1,520.0 m² | 3 | 394.7 W/m² | 2.5 m²/kW | LM19 | 3 | 1 | 690.0 V | Thyristor | 50 Hz | 35/40/45/50/55/60 m | No | 25.0 m/s | 55.0 m/s | GFRP | conical | painted | Yes |  |  | 27.0 U/min | 62 m/s | LM Glasfieber | 1:55 | 1,500.0 U/min | 14.2 t | 22.5 t | 70.0 t | 107.0 t
204 | 204 | 204 | 204 | 204 | 204 | 204 | Bazán 62/1300 - 1,30 MW - Wind turbine | https://en.wind-turbine-models.com/turbines/977-baz-n-62-1300 | 1 | 1,300.0 kW | - | 3.0 m/s | 15.0 m/s | 62.0 m | 3,000.0 m² | 3 | 433.3 W/m² | 2.3 m²/kW | LM29 | 3 | 1 | 690.0 V | Thyristor | 50 Hz | 50/68 m | No | 25.0 m/s | 55.0 m/s | GFRP | conical | painted | Yes |  |  | 19.0 U/min | 62 m/s | LM Glasfieber | 1:79 | 1,500.0 U/min | 34.0 t | 50.0 t | 57.0 t | 141.0 t
205 | 205 | 205 | 205 | 205 | 205 | 205 | Beck Ballum Smedemester 22kW - 22,00 kW - Wind turbine | https://en.wind-turbine-models.com/turbines/658-beck-ballum-smedemester-22kw | 1 | 22.0 kW | - |  |  | 10.0 m | 78.5 m² | 3 | 280.3 W/m² | 3.6 m²/kW | Lattice | [5 empty] | 18.5 m | No |  |  |  |  | galvanized | Yes
206 | 206 | 206 | 206 | 206 | 206 | 206 | Beijing North BZD80-2000 - 2,00 MW - Wind turbine | https://en.wind-turbine-models.com/turbines/271-beijing-north-bzd80-2000 | 1 | 2,000.0 kW | - | 3.5 m/s | 13.5 m/s | 80.0 m | 5,027.0 m² | 3 | 397.9 W/m² | 2.5 m²/kW | 3 - stage Planetary- / spur gear | 3 | 1 | 690.0 V | IGBT | 50 Hz | 70/80/100 m | No | 25.0 m/s | 57.4 m/s | GFK + Carbon |  |  | Yes |  |  | 20.7 U/min | 87 m/s |  | 1:94 | 1,950.0 U/min |  |  | 204.0 t
207 | 207 | 207 | 207 | 207 | 207 | 207 | Bendix Bendix-Schachle - 3,00 MW - Wind turbine | https://en.wind-turbine-models.com/turbines/1379-bendix-bendix-schachle | 1 | 3,000.0 kW | - |  | 17.9 m/s | 50.3 m | 1,987.0 m² | 3 | 1,509.8 W/m² | 0.7 m²/kW | tubular steel | [6 empty] | No |  |  | laminated wood with fiberglass | lattice | painted | Yes | [12 empty] | 1980
208 | 208 | 208 | 208 | 208 | 208 | 208 | Bergey BWC Excel 10 - 10,00 kW - Wind turbine | https://en.wind-turbine-models.com/turbines/501-bergey-bwc-excel-10 | 1 | 10.0 kW | - | 3.4 m/s | 15.6 m/s | 7.0 m | 38.5 m² | 3 | 259.7 W/m² | 3.9 m²/kW | BW-7 Airfoil |  | 1 | 220.0 V | IGBT | 50 Hz | 30 m | No | 60.0 m/s |  | GFRP |  |  | Yes
209 | 209 | 209 | 209 | 209 | 209 | 209 | BEST - Romani Nogent-le-Roi - 640,00 kW - Wind turbine | https://en.wind-turbine-models.com/turbines/1210-best-romani-nogent-le-roi | 1 | 640.0 kW | - | 3.0 m/s | 16.7 m/s | 30.2 m | 715.8 m² | 3 | 894.1 W/m² | 1.1 m²/kW | 15m NACA 23015 | 4 | 1 | 3,000.0 V | thyristors | 50.0 Hz | 32.0 m | No | 20.0 m/s | 65.0 m/s | aluminium- zinc |  | painted | Yes |  |  | 47.3 U/min | 75 m/s | Mediterranean Forgery - Steelworks | 1:21 | 1,000.0 U/min | 8.0 t | 25.0 t | 127.0 t | 160.0 t |  | 1958
210 | 210 | 210 | 210 | 210 | 210 | 210 | BestWatt BW10 - 10,00 kW - Wind turbine | https://en.wind-turbine-models.com/turbines/2490-bestwatt-bw10 | 1 | 10.0 kW | - | 3.0 m/s |  | 10.0 m | 78.0 m² | 3 | 128.2 W/m² | 7.8 m²/kW | direct drive |  | 1 |  |  | 50 Hz | 15/29/25 m | No | 25.0 m/s | 60.0 m/s |  | conical | coated | Yes |  |  | 80.0 U/min | 42 m/s
211 | 211 | 211 | 211 | 211 | 211 | 211 | BestWatt BW45 - 45,00 kW - Wind turbine | https://en.wind-turbine-models.com/turbines/2491-bestwatt-bw45 | 1 | 45.0 kW | - | 3.5 m/s |  | 15.9 m | 199.0 m² | 3 | 226.1 W/m² | 4.4 m²/kW | spur |  | 1 |  |  | 50 Hz | 15/20/25/30/40 m | No | 25.0 m/s | 60.0 m/s |  | conical | coated | Yes |  |  | 65.0 U/min | 54 m/s
212 | 212 | 212 | 212 | 212 | 212 | 212 | BestWatt BW80 - 80,00 kW - Wind turbine | https://en.wind-turbine-models.com/turbines/2492-bestwatt-bw80 | 1 | 80.0 kW | - | 3.5 m/s |  | 15.9 m | 199.0 m² | 3 | 402.0 W/m² | 2.5 m²/kW | spur |  | 1 |  |  | 50 Hz | 15/20/25/30/40 m | No | 25.0 m/s | 60.0 m/s |  | conical | coated | Yes |  |  | 70.0 U/min | 58 m/s
213 | 213 | 213 | 213 | 213 | 213 | 213 | bewind BW 6.xM172 - 6,00 MW - Wind turbine | https://en.wind-turbine-models.com/turbines/2289-bewind-bw-6.xm172 | 1 | 6,000.0 kW | - | 3.0 m/s | 10.0 m/s | 172.0 m | 23,235.0 m² | 3 | 258.2 W/m² | 3.9 m²/kW | 84.25m | 2 | 1 |  | Full converter | 50/60 Hz | site specific m | No | 26.0 m/s |  | Carbon-fiber reinforced plastic (CFRP) | conical | coated | Yes |  | S, IIIa
214 | 214 | 214 | 214 | 214 | 214 | 214 | bewind BW 14.xM225 - 14,00 MW - Wind turbine | https://en.wind-turbine-models.com/turbines/2288-bewind-bw-14.xm225 | 1 | 14,000.0 kW | - | 3.0 m/s | 12.0 m/s | 225.0 m | 39,761.0 m² | 3 | 352.1 W/m² | 2.8 m²/kW | 110m | 2 | 1 |  | Full converter | 50/60 Hz | site specific m | Yes | 30.0 m/s |  | Carbon-fiber reinforced plastic (CFRP) | conical | coated | No |  | S, Ia
215 | 215 | 215 | 215 | 215 | 215 | 215 | Blaaster DL100 - 3,00 MW - Wind turbine | https://en.wind-turbine-models.com/turbines/430-blaaster-dl100 | 1 | 3,000.0 kW | - |  |  | 100.0 m | 7,854.0 m² | 3 | 382.0 W/m² | 2.6 m²/kW | with out. direct drive |  | 1 |  |  |  | 90 m | No |  |  |  | conical | painted | Yes |  |  |  |  | Siemens
216 | 216 | 216 | 216 | 216 | 216 | 216 | Blue Max Blue Max - 50,00 kW - Wind turbine | https://en.wind-turbine-models.com/turbines/502-blue-max-blue-max | 1 | 50.0 kW | - | [5 empty] | 0.0 W/m² | 0.0 m²/kW | [7 empty] | No |  |  | Aluminium |  |  | Yes
217 | 217 | 217 | 217 | 217 | 217 | 217 | Blue Power BlueOne 1kW - 1,00 kW - Wind turbine | https://en.wind-turbine-models.com/turbines/2319-blue-power-blueone-1kw | 1 | 1.0 kW | 1.0 - 1.8 kW | 3.0 m/s | - | 1.1 m | 1.0 m² | 5 | 1,000.0 W/m² | 1.0 m²/kW | steel tube | [5 empty] | site specific m | Yes |  |  |  | cylindrical
218 | 218 | 218 | 218 | 218 | 218 | 218 | BÖWE W112 - 10,00 kW - Wind turbine | https://en.wind-turbine-models.com/turbines/1444-boewe-w112 | 1 | 10.0 kW | - | 4.0 m/s | 8.0 m/s | 12.0 m | 113.0 m² | 1 | 88.5 W/m² | 11.3 m²/kW | planetary |  |  | 380.0 V |  | 50 Hz | 11 m | No |  |  | GFRP | cylindrical | hot dip galvanized | Yes |  |  | 111.0 U/min | 70 m/s |  | 1:14 | 1,498.0 U/min | [5 empty] | 1980
219 | 219 | 219 | 219 | 219 | 219 | 219 | boneyards boneyards - Wind turbine | https://en.wind-turbine-models.com/turbines/781-boneyards-boneyards | 1 | - |  | 1.0 m/s |  | 1.0 m | 1.0 m² | 1 | 0.0 W/m² | 0.0 m²/kW |  | 1 |  | 1.0 V |  | 1 Hz | 1 m | No | [5 empty] | Yes |  |  | 1.0 U/min | [10 empty] | 1.0 t
220 | 220 | 220 | 220 | 220 | 220 | 220 | Bonus B19/120 - 120,00 kW - Wind turbine | https://en.wind-turbine-models.com/turbines/592-bonus-b19-120 | 1 | 120.0 kW | - |  |  | 19.4 m | 295.6 m² | 3 | 406.0 W/m² | 2.5 m²/kW | [7 empty] | No | [5 empty] | Yes
221 | 221 | 221 | 221 | 221 | 221 | 221 | Bonus B23/150 Gittermast - 150,00 kW - Wind turbine | https://en.wind-turbine-models.com/turbines/189-bonus-b23-150-gittermast | 1 | 150.0 kW | - | 3.5 m/s | 12.5 m/s | 23.0 m | 415.0 m² | 3 | 361.4 W/m² | 2.8 m²/kW | LM 11H | 2 | 1 | 400.0 V | Thyristor | 50 Hz | 30/40 m | No | 25.0 m/s | 57.0 m/s | GFK |  |  | Yes |  |  | 40.0 U/min | 48 m/s | LM Glasfieber | 1:25 | 1,000.0 U/min |  | 8.7 t | 15.0 t | 26.0 t |  |  | 0.7 t
222 | 222 | 222 | 222 | 222 | 222 | 222 | Bonus B23/150 Konisk Rørtårn - 150,00 kW - Wind turbine | https://en.wind-turbine-models.com/turbines/190-bonus-b23-150-konisk-r-rt-rn | 1 | 150.0 kW | - |  |  | 23.8 m | 445.0 m² | 3 | 337.1 W/m² | 3.0 m²/kW | [6 empty] | 30.0 m | No | [5 empty] | Yes
223 | 223 | 223 | 223 | 223 | 223 | 223 | Bonus B23/150 Nacelle - 150,00 kW - Wind turbine | https://en.wind-turbine-models.com/turbines/187-bonus-b23-150-nacelle | 1 | 150.0 kW | - | 4.0 m/s | 14.0 m/s | 23.8 m | 445.0 m² |  | 337.1 W/m² | 3.0 m²/kW | Flender |  |  | 415.0 V | asyncron |  | 23 m | No | 28.0 m/s |  |  |  |  | Yes |  |  | 40.0 U/min | 50 m/s |  | 1:24 |  | 2.5 t | 6.0 t | 7.7 t
224 | 224 | 224 | 224 | 224 | 224 | 224 | Bonus B23/150 Trebenet - 150,00 kW - Wind turbine | https://en.wind-turbine-models.com/turbines/188-bonus-b23-150-trebenet | 1 | 150.0 kW | - |  |  | 23.8 m | 445.0 m² | 3 | 337.1 W/m² | 3.0 m²/kW | [6 empty] | 24.5 m | No | [5 empty] | Yes
225 | 225 | 225 | 225 | 225 | 225 | 225 | Bonus B31/300 - 300,00 kW - Wind turbine | https://en.wind-turbine-models.com/turbines/191-bonus-b31-300 | 1 | 300.0 kW | - | 3.0 m/s | 13.0 m/s | 31.0 m | 754.8 m² | 3 | 397.5 W/m² | 2.5 m²/kW | LM14.4 | 3 | 1 | 690.0 V | thyristors | 50 Hz | 30.0 m | No | 25.0 m/s |  | GFRP |  |  | Yes |  |  | 31.0 U/min | 50 m/s | LM WindPower | 1:31 | 1,500.0 U/min
226 | 226 | 226 | 226 | 226 | 226 | 226 | Bonus B33/300 - 300,00 kW - Wind turbine | https://en.wind-turbine-models.com/turbines/711-bonus-b33-300 | 1 | 300.0 kW | - | 3.0 m/s | 13.0 m/s | 33.4 m | 855.0 m² | 3 | 350.9 W/m² | 2.9 m²/kW | LM 14.4 | 3 | 1 | 690.0 V | Thyristor | 50 Hz | 30/40 m | No | 25.0 m/s | 55.0 m/s | GFK | conical | painted | Yes |  |  | 31.0 U/min | 54 m/s | LM Glasfieber | 1:48 | 1,500.0 U/min | 3.5 t | 17.5 t | 16.0 t
227 | 227 | 227 | 227 | 227 | 227 | 227 | Bonus B35/450 - 450,00 kW - Wind turbine | https://en.wind-turbine-models.com/turbines/122-bonus-b35-450 | 1 | 450.0 kW | - | 4.5 m/s | 17.0 m/s | 35.0 m | 926.0 m² |  | 486.0 W/m² | 2.1 m²/kW | combine spur/planetary gear | 3 |  |  | asynchronous |  |  | Yes | 28.0 m/s | [10 empty] | 1:43
228 | 228 | 228 | 228 | 228 | 228 | 228 | Bonus B37/450 - 450,00 kW - Wind turbine | https://en.wind-turbine-models.com/turbines/2339-bonus-b37-450 | 1 | 450.0 kW | - | 4.5 m/s | 13.5 m/s | 37.0 m | 1,075.0 m² | 3 | 418.6 W/m² | 2.4 m²/kW | LM 17.0 | 3 | 1 | 690.0 V | thyristors | 50 Hz | 35 / 42 m | No | 25.0 m/s | 57.0 m/s | GFRP | conical | coated | Yes |  |  | 30.0 U/min | 58 m/s | LM Glasfieber | 1:50 | 1,500.0 U/min |  | 24.0 t | 27.0 t |  |  |  | 2.2 t
229 | 229 | 229 | 229 | 229 | 229 | 229 | Bonus B39/500 - 500,00 kW - Wind turbine | https://en.wind-turbine-models.com/turbines/2340-bonus-b39-500 | 1 | 500.0 kW | - | 4.5 m/s | 13.0 m/s | 39.0 m | 1,195.0 m² | 3 | 418.4 W/m² | 2.4 m²/kW | LM 17.0 | 3 | 1 | 690.0 V | thyristors | 50 Hz | 35 / 40 m | No | 25.0 m/s | 57.0 m/s | GFRP | conical | coated | Yes |  |  | 30.0 U/min | 61 m/s | LM WindPower | 1:50 | 1,500.0 U/min | 10.0 t | 24.0 t | 42.0 t | 76.0 t | 3.0 t | 1994 | 2.3 t
230 | 230 | 230 | 230 | 230 | 230 | 230 | Bonus B41/600 - 600,00 kW - Wind turbine | https://en.wind-turbine-models.com/turbines/192-bonus-b41-600 | 1 | 600.0 kW | - | 4.5 m/s | 14.5 m/s | 41.0 m | 1,320.0 m² | 3 | 454.5 W/m² | 2.2 m²/kW | LM 19.1 | 3 | 1 | 690.0 V | Thyristor | 50 Hz | 42.3/50 m | No | 25.0 m/s | 57.0 m/s | GFK | conical | painted | Yes |  |  | 29.0 U/min | 62 m/s | LM Glasfieber | 1:50 | 1,500.0 U/min | 10.0 t | 24.0 t | 52.0 t | 86.0 t |  |  | 2.3 t
231 | 231 | 231 | 231 | 231 | 231 | 231 | Bonus B44/600 - 600,00 kW - Wind turbine | https://en.wind-turbine-models.com/turbines/698-bonus-b44-600 | 1 | 600.0 kW | - | 3.0 m/s | 15.0 m/s | 44.0 m | 1,521.0 m² | 3 | 394.5 W/m² | 2.5 m²/kW | LM 19.1 | 3 | 1 | 690.0 V | Thyristor | 50 Hz | 42/50/55/58 m | No | 25.0 m/s | 55.0 m/s | GFRP | conical | painted | Yes |  |  | 27.0 U/min | 62 m/s | LM Glasfieber |  | 1,500.0 U/min | 14.0 t | 22.5 t | 57.0 t | 93.5 t
232 | 232 | 232 | 232 | 232 | 232 | 232 | Bonus B54/1000 - 1,00 MW - Wind turbine | https://en.wind-turbine-models.com/turbines/697-bonus-b54-1000 | 1 | 1,000.0 kW | - | 3.0 m/s | 15.0 m/s | 54.2 m | 2,290.0 m² | 3 | 436.7 W/m² | 2.3 m²/kW | LM 26.1 | 3 | 1 | 690.0 V | Thyristor | 50 Hz | 50/60/70 m | No | 25.0 m/s | 55.0 m/s | GFRP | conical | painted | Yes |  |  | 22.0 U/min | 62 m/s | LM Glasfieber | 1:69 | 1,500.0 U/min | 25.0 t | 40.0 t | 90.0 t | 155.0 t | 12.1 t | 1996 | 4.3 t
233 | 233 | 233 | 233 | 233 | 233 | 233 | Bonus B62/1300 - 1,30 MW - Wind turbine | https://en.wind-turbine-models.com/turbines/1348-bonus-b62-1300 | 1 | 1,300.0 kW | - | 3.0 m/s | 15.0 m/s | 62.0 m | 3,019.0 m² | 3 | 430.6 W/m² | 2.3 m²/kW | B30/LM29 | 3 | 1 | 690.0 V | thyristors | 50 Hz | 68/80/90 m | No | 25.0 m/s | 55.0 m/s | GFRP | conical | painted | Yes |  |  | 19.0 U/min | 62 m/s | Bonus/LM | 1:79 | 1,500.0 U/min | 30.0 t | 50.0 t | 198.0 t | 280.0 t
234 | 234 | 234 | 234 | 234 | 234 | 234 | Bonus B76/2000 - 2,00 MW - Wind turbine | https://en.wind-turbine-models.com/turbines/121-bonus-b76-2000 | 1 | 2,000.0 kW | - | 3.0 m/s | 15.0 m/s | 76.0 m | 4,500.0 m² |  | 444.4 W/m² | 2.3 m²/kW | 3-stage planetary/helical | 3 |  | 690.0 V | asynchronous |  | 60 / 80.. m | No | 25.0 m/s |  |  |  |  | Yes |  |  | 16.0 U/min | 64 m/s |  | 1:93 |  | 52.0 t | 82.5 t | 81.4 t
235 | 235 | 235 | 235 | 235 | 235 | 235 | Bonus B82/2300 - 2,30 MW - Wind turbine | https://en.wind-turbine-models.com/turbines/699-bonus-b82-2300 | 1 | 2,300.0 kW | - | 3.5 m/s | 15.0 m/s | 82.4 m | 5,300.0 m² | 3 | 434.0 W/m² | 2.3 m²/kW | B40 | 3 | 1 | 690.0 V | Thyristor | 50.0 Hz | 80/90/100 m | Yes | 25.0 m/s | 55.0 m/s | GFRP | conical | painted |  |  |  | 17.0 U/min | 73 m/s | Bonus | 1:98 | 1,500.0 U/min | 52.0 t | 82.5 t | 252.0 t | 386.5 t
236 | 236 | 236 | 236 | 236 | 236 | 236 | Bonus 95 - 95,00 kW - Wind turbine | https://en.wind-turbine-models.com/turbines/987-bonus-95 | 1 | 95.0 kW | - |  |  | 18.0 m | 254.0 m² | 3 | 374.0 W/m² | 2.7 m²/kW | [7 empty] | No | [5 empty] | Yes
237 | 237 | 237 | 237 | 237 | 237 | 237 | Bonus 150 - 150,00 kW - Wind turbine | https://en.wind-turbine-models.com/turbines/47-bonus-150 | 1 | 150.0 kW | - |  |  | 23.0 m | 415.5 m² | 3 | 361.0 W/m² | 2.8 m²/kW | [7 empty] | No | [5 empty] | Yes
238 | 238 | 238 | 238 | 238 | 238 | 238 | Bornay Wind 13+ - 1,50 kW - Wind turbine | https://en.wind-turbine-models.com/turbines/2146-bornay-wind-13 | 1 | 1.5 kW | - | 3.0 m/s | 12.0 m/s | 2.9 m | 6.4 m² | 2 | 234.4 W/m² | 4.3 m²/kW | direct drive |  | 1 | 220.0 V | Inverter | 50/60 Hz | site specific m | Yes | 60.0 m/s |  | Fiberglass / Carbon Fiber | [5 empty] | 600.0 U/min | 90 m/s
239 | 239 | 239 | 239 | 239 | 239 | 239 | Bornay Wind 25.2+ - 3,00 kW - Wind turbine | https://en.wind-turbine-models.com/turbines/2147-bornay-wind-25.2 | 1 | 3.0 kW | - | 3.0 m/s | 12.0 m/s | 4.1 m | 12.9 m² | 2 | 232.6 W/m² | 4.3 m²/kW | direct drive |  | 1 | 220.0 V | Inverter | 50/60 Hz | site specific m | Yes | 60.0 m/s |  | Fiberglass / Carbon Fiber | [5 empty] | 400.0 U/min | 85 m/s
240 | 240 | 240 | 240 | 240 | 240 | 240 | Bornay Wind 25.3+ - 5,00 kW - Wind turbine | https://en.wind-turbine-models.com/turbines/2148-bornay-wind-25.3 | 1 | 5.0 kW | - | 3.0 m/s | 12.0 m/s | 4.1 m | 12.9 m² | 3 | 387.6 W/m² | 2.6 m²/kW | direct drive |  | 1 | 220.0 V | Inverter | 50/60 Hz | site specific m | Yes | 60.0 m/s |  | Fiberglass / Carbon Fiber | [5 empty] | 400.0 U/min | 85 m/s
241 | 241 | 241 | 241 | 241 | 241 | 241 | Bosted KE 18/4 EH - 18,00 kW - Wind turbine | https://en.wind-turbine-models.com/turbines/170-bosted-ke-18-4-eh | 1 | 18.0 kW | - |  |  | 11.0 m | 95.0 m² | 3 | 189.5 W/m² | 5.3 m²/kW | Lattice | [5 empty] | 20.0 m | No | [5 empty] | Yes
242 | 242 | 242 | 242 | 242 | 242 | 242 | Bouma 20/11 - 20,00 kW - Wind turbine | https://en.wind-turbine-models.com/turbines/1125-bouma-20-11 | 1 | 20.0 kW | - | 5.0 m/s |  | 11.0 m | 95.0 m² | 3 | 210.5 W/m² | 4.8 m²/kW | spur | [5 empty] | 16.0 m | No | 18.0 m/s |  | fibreglass | 8-sided steel case |  | Yes
243 | 243 | 243 | 243 | 243 | 243 | 243 | Bouma 75/16 - 75,00 kW - Wind turbine | https://en.wind-turbine-models.com/turbines/1126-bouma-75-16 | 1 | 75.0 kW | - | 5.0 m/s |  | 16.0 m | 201.0 m² | 3 | 373.1 W/m² | 2.7 m²/kW | spur | [5 empty] | 20.0 m | No | 20.0 m/s |  | fibreglass | 8-sided steel case |  | Yes
244 | 244 | 244 | 244 | 244 | 244 | 244 | Bouma 160/20 - 160,00 kW - Wind turbine | https://en.wind-turbine-models.com/turbines/325-bouma-160-20 | 1 | 160.0 kW | - |  |  | 20.0 m | 314.0 m² | 3 | 509.6 W/m² | 2.0 m²/kW | [6 empty] | 24.0 m | No | [5 empty] | Yes
245 | 245 | 245 | 245 | 245 | 245 | 245 | Braun Windturbinen ANTARIS 2.5kW - 2,70 kW - Wind turbine | https://en.wind-turbine-models.com/turbines/1944-braun-windturbinen-antaris-2.5kw | 1 | 2.7 kW | - | 2.0 m/s | 12.0 m/s | 3.0 m | 7.0 m² | 3 | 385.7 W/m² | 2.6 m²/kW | direct drive |  | 1 | 400.0 V | separate rectifier | 50 Hz | site specific m | Yes | 15.0 m/s |  | glass-fibre / carbon-fibre laminate | lattice and tubular towers |  |  |  |  | 41,080.0 U/min | 6453 m/s | Braun
246 | 246 | 246 | 246 | 246 | 246 | 246 | Braun Windturbinen ANTARIS 3.5kW - 3,70 kW - Wind turbine | https://en.wind-turbine-models.com/turbines/1945-braun-windturbinen-antaris-3.5kw | 1 | 3.7 kW | - | 2.0 m/s | 12.0 m/s | 3.5 m | 9.6 m² | 3 | 385.4 W/m² | 2.6 m²/kW | direct drive |  | 1 | 400.0 V |  |  | site specific m | Yes | 15.0 m/s |  | glass-fibre / carbon-fibre laminate | lattice and tubular towers |  |  |  |  | 420.0 U/min | 77 m/s | Braun
247 | 247 | 247 | 247 | 247 | 247 | 247 | Braun Windturbinen ANTARIS 5.5kW - 6,00 kW - Wind turbine | https://en.wind-turbine-models.com/turbines/1946-braun-windturbinen-antaris-5.5kw | 1 | 6.0 kW | - | 2.0 m/s | 12.0 m/s | 4.0 m | 12.6 m² | 3 | 476.2 W/m² | 2.1 m²/kW | direct drive |  | 1 | 400.0 V | separate rectifier | 50 Hz | site specific m | Yes | 15.0 m/s |  | carbon | lattice and tubular towers |  |  |  |  | 350.0 U/min | 73 m/s | Braun |  | 380.0 U/min
248 | 248 | 248 | 248 | 248 | 248 | 248 | Braun Windturbinen ANTARIS 7.5kW - 7,50 kW - Wind turbine | https://en.wind-turbine-models.com/turbines/1947-braun-windturbinen-antaris-7.5kw | 1 | 7.5 kW | - | 2.0 m/s | 12.0 m/s | 5.3 m | 22.1 m² | 3 | 339.4 W/m² | 2.9 m²/kW | direct drive |  | 1 | 400.0 V | separate rectifier | 50 Hz | site specific m | Yes | 15.0 m/s |  | glass-fibre / carbon-fibre laminate | lattice and tubular towers |  |  |  |  | 300.0 U/min | 83 m/s | Braun
249 | 249 | 249 | 249 | 249 | 249 | 249 | Braun Windturbinen ANTARIS 10.0kW - 10,50 kW - Wind turbine | https://en.wind-turbine-models.com/turbines/1948-braun-windturbinen-antaris-10.0kw | 1 | 10.5 kW | - | 2.0 m/s | 12.0 m/s | 6.5 m | 33.2 m² | 3 | 316.3 W/m² | 3.2 m²/kW | direct drive |  | 1 | 400.0 V | separate rectifier | 50 Hz | site specific m | Yes | 15.0 m/s |  | glass-fibre / carbon-fibre laminate | lattice and tubular towers |  |  |  |  | 200.0 U/min | 68 m/s | Braun
250 | 250 | 250 | 250 | 250 | 250 | 250 | Braun Windturbinen ANTARIS 12.0kW - 12,00 kW - Wind turbine | https://en.wind-turbine-models.com/turbines/2149-braun-windturbinen-antaris-12.0kw | 1 | 12.0 kW | - | 2.5 m/s | 12.0 m/s | 5.8 m | 26.4 m² | 3 | 454.5 W/m² | 2.2 m²/kW | direct drive |  | 1 | 1,000.0 V | Inverter | 50/60 Hz | 7 - 30 m | Yes | 15.0 m/s |  | glass-fibre / carbon-fibre laminate | conical |  |  |  |  | 255.0 U/min | 77 m/s
251 | 251 | 251 | 251 | 251 | 251 | 251 | British Enfield Co. Andreau Enfield - 100,00 kW - Wind turbine | https://en.wind-turbine-models.com/turbines/1279-british-enfield-co.-andreau-enfield | 1 | 100.0 kW | - | 3.0 m/s | 13.5 m/s | 24.4 m | 467.6 m² | 2 | 213.9 W/m² | 4.7 m²/kW | direct drive |  | 1 | 415.0 V |  | 50.0 Hz | 30.0 m | No | 29.0 m/s |  | steel | conical |  | Yes |  |  |  |  | Britisch Enfield Co. | [7 empty] | 1950
252 | 252 | 252 | 252 | 252 | 252 | 252 | Britwind H15 Class II - 15,00 kW - Wind turbine | https://en.wind-turbine-models.com/turbines/1694-britwind-h15-class-ii | 1 | 15.0 kW | - |  | 8.5 m/s | 10.4 m | 85.0 m² | 3 | 176.5 W/m² | 5.7 m²/kW | none. direct drive |  | 1 |  |  |  | 18.5 m | No |  | 60.0 m/s |  | conical | painted | Yes |  | IIa | 100.0 U/min | 54 m/s
253 | 253 | 253 | 253 | 253 | 253 | 253 | Britwind H15 Class IV - 15,00 kW - Wind turbine | https://en.wind-turbine-models.com/turbines/1695-britwind-h15-class-iv | 1 | 15.0 kW | - |  | 6.0 m/s | 13.1 m | 134.8 m² | 3 | 111.3 W/m² | 9.0 m²/kW | none. direct drive |  | 1 |  |  |  | 18 m | No |  | 42.0 m/s |  | conical | painted | Yes |  | IV | 73.0 U/min | 50 m/s
254 | 254 | 254 | 254 | 254 | 254 | 254 | Britwind R9000 - 5,00 kW - Wind turbine | https://en.wind-turbine-models.com/turbines/1696-britwind-r9000 | 1 | 5.0 kW | - | 3.0 m/s | 11.2 m/s | 5.5 m | 23.8 m² | 3 | 210.1 W/m² | 4.8 m²/kW | none. direct drive |  | 1 |  |  |  | 10/ 12/ 15/18 m | No | 60.0 m/s |  |  | conical | painted | Yes |  | IIa | 200.0 U/min | 58 m/s
255 | 255 | 255 | 255 | 255 | 255 | 255 | bwu BWU 41-500 - 500,00 kW - Wind turbine | https://en.wind-turbine-models.com/turbines/981-bwu-bwu-41-500 | 1 | 500.0 kW | - | 4.0 m/s | 15.0 m/s | 41.0 m | 1,320.0 m² | 3 | 378.8 W/m² | 2.6 m²/kW | LM 19.1 | 3 | 1 | 690.0 V | Thyristor | 50 Hz | 50 m | No | 25.0 m/s | 70.0 m/s | GFK | conical | painted | Yes |  |  | 26.8 U/min | 58 m/s | LM Glasfieber | 1:56 | 1,515.0 U/min |  | 29.4 t
256 | 256 | 256 | 256 | 256 | 256 | 256 | bwu BWU 43-600 - 600,00 kW - Wind turbine | https://en.wind-turbine-models.com/turbines/355-bwu-bwu-43-600 | 1 | 600.0 kW | - | 4.0 m/s | 15.0 m/s | 43.0 m | 1,452.0 m² | 3 | 413.2 W/m² | 2.4 m²/kW | LM 19.1 | 3 | 1 | 690.0 V | Thyristor | 50.0 Hz | 50 m | No | 25.0 m/s | 70.0 m/s | GFK | conical | painted | Yes |  |  | 26.0 U/min | 59 m/s | LM Glasfieber | 1:58 | 1,515.0 U/min |  | 32.4 t |  |  |  |  | 1.9 t
257 | 257 | 257 | 257 | 257 | 257 | 257 | bwu BWU 48-600 - 600,00 kW - Wind turbine | https://en.wind-turbine-models.com/turbines/350-bwu-bwu-48-600 | 1 | 600.0 kW | - | 3.0 m/s | 13.5 m/s | 48.4 m | 1,840.0 m² | 3 | 326.1 W/m² | 3.1 m²/kW | LM 23.2 | 2 | 1 | 690.0 V |  | 50 Hz | 50/65/75 m | No | 20.0 m/s | 60.0 m/s | GFK | conical | coated | Yes |  |  | 21.0 U/min | 53 m/s | LM Glasfieber | 1:67 | 1,520.0 U/min |  | 20.0 t | 80.0 t
258 | 258 | 258 | 258 | 258 | 258 | 258 | bwu BWU 48-750 - 750,00 kW - Wind turbine | https://en.wind-turbine-models.com/turbines/351-bwu-bwu-48-750 | 1 | 750.0 kW | - | 3.0 m/s | 14.0 m/s | 48.4 m | 1,840.0 m² | 3 | 407.6 W/m² | 2.5 m²/kW | LM 23.2 | 2 | 1 | 690.0 V | thyristors | 50.0 Hz | 50/65/75 m | No | 20.0 m/s | 60.0 m/s | GFK | conical | coated | Yes |  |  | 21.0 U/min | 53 m/s | LM Glasfieber | 1:67 | 1,520.0 U/min | 14.1 t | 20.0 t | 80.0 t | 115.0 t
259 | 259 | 259 | 259 | 259 | 259 | 259 | bwu BWU 57-1000 - 1,05 MW - Wind turbine | https://en.wind-turbine-models.com/turbines/352-bwu-bwu-57-1000 | 1 | 1,050.0 kW | - | 3.0 m/s | 13.0 m/s | 57.0 m | 2,552.0 m² | 3 | 411.4 W/m² | 2.4 m²/kW | A&R 57 | 3 | 1 | 690.0 V | Thyristor | 50.0 Hz | 55/60/70 m | No | 25.0 m/s | 55.0 m/s | GFK / Epoxy | conical | coated | Yes |  |  | 23.0 U/min | 69 m/s | Abeking & Rasmussen | 1:67 | 1,500.0 U/min | 18.0 t | 63.0 t | 88.0 t | 170.0 t |  |  | 3.6 t
260 | 260 | 260 | 260 | 260 | 260 | 260 | bwu MD70 - 1,50 MW - Wind turbine | https://en.wind-turbine-models.com/turbines/2040-bwu-md70 | 1 | 1,500.0 kW | - | 3.0 m/s | 11.6 m/s | 70.0 m | 3,850.0 m² | 3 | 389.6 W/m² | 2.6 m²/kW | 34m | 3 | 1 | 690.0 V | IGBT | 50 Hz | 85 m | No | 25.0 m/s | 56.3 m/s | GFRP | conical | painted | Yes | II |  | 19.0 U/min | 70 m/s | LM Glasfiber | 1:95 | 1,800.0 U/min | 31.5 t | 55.0 t |  |  | 15.0 t | 1999 | 5.5 t
261 | 261 | 261 | 261 | 261 | 261 | 261 | C&F CF 20 - 20,00 kW - Wind turbine | https://en.wind-turbine-models.com/turbines/304-c-f-cf-20 | 1 | 20.0 kW | - | 1.5 m/s | 9.0 m/s | 13.1 m | 135.0 m² | 3 | 148.1 W/m² | 6.8 m²/kW | with out. direct drive | [5 empty] | 20 m | No | 15.0 m/s |  |  |  |  | Yes |  |  | 90.0 U/min | 62 m/s
262 | 262 | 262 | 262 | 262 | 262 | 262 | C&F CF 60 - 59,90 kW - Wind turbine | https://en.wind-turbine-models.com/turbines/1794-c-f-cf-60 | 1 | 59.9 kW | - | 3.0 m/s | 9.5 m/s | 25.4 m | 491.0 m² | 3 | 122.0 W/m² | 8.2 m²/kW | 12m |  | 1 | 400.0 V | IGBT | 50 Hz | 30/35 m | No | 25.0 m/s | 60.0 m/s | Fiberglass/ Vinyl-ester | conical | painted | Yes |  |  | 38.0 U/min | 51 m/s | C&F Green Energy |  |  | 2.0 t | 10.0 t | 16.0 t
263 | 263 | 263 | 263 | 263 | 263 | 263 | C&F CF 75 - 75,00 kW - Wind turbine | https://en.wind-turbine-models.com/turbines/1796-c-f-cf-75 | 1 | 75.0 kW | - | 3.0 m/s | 9.5 m/s | 25.4 m | 491.0 m² | 3 | 152.7 W/m² | 6.5 m²/kW | 12m |  | 1 | 400.0 V | IGBT | 50 Hz | 30 m | No | 25.0 m/s | 60.0 m/s | Fiberglass/ Vinyl-ester | conical | painted | Yes |  |  | 38.0 U/min | 51 m/s | C&F Green Energy |  |  | 2.0 t | 10.0 t | 16.0 t | 28.0 t
264 | 264 | 264 | 264 | 264 | 264 | 264 | C&F CF 100 - 100,00 kW - Wind turbine | https://en.wind-turbine-models.com/turbines/1275-c-f-cf-100 | 1 | 100.0 kW | - | 2.2 m/s | 9.5 m/s | 25.4 m | 506.7 m² | 3 | 197.4 W/m² | 5.1 m²/kW | direct drive |  | 1 | 690.0 V | inverters | 50 Hz |  | No | 35.0 m/s |  | Glass fiber reinforced epoxy |  |  | Yes |  |  | 45.0 U/min | 60 m/s | C&F
265 | 265 | 265 | 265 | 265 | 265 | 265 | C&F CF 250 - 250,00 kW - Wind turbine | https://en.wind-turbine-models.com/turbines/1797-c-f-cf-250 | 1 | 250.0 kW | - | 3.0 m/s | 9.5 m/s | 35.0 m | 952.0 m² | 3 | 262.6 W/m² | 3.8 m²/kW | 16m |  | 1 | 400.0 V | IGBT | 50 Hz | 35/40/50 m | No | 25.0 m/s | 60.0 m/s | Fiberglass/ Vinyl-ester | conical | painted | Yes |  |  | 38.0 U/min | 70 m/s | C&F Green Energy |  |  | 4.0 t | 12.0 t | 16.0 t | 32.0 t | 1.7 t |  | 0.8 t
266 | 266 | 266 | 266 | 266 | 266 | 266 | Calorius type 37 - 3,50 kW - Wind turbine | https://en.wind-turbine-models.com/turbines/2166-calorius-type-37 | 1 | 3.5 kW | - |  | 11.0 m/s | 5.0 m | 19.6 m² | 2 | 178.6 W/m² | 5.6 m²/kW | guyed steel tubular | [5 empty] | 9 m | No |  |  |  | conical |  | Yes | [12 empty] | 1993
267 | 267 | 267 | 267 | 267 | 267 | 267 | Cannon 26/250 - 250,00 kW - Wind turbine | https://en.wind-turbine-models.com/turbines/1352-cannon-26-250 | 1 | 250.0 kW | - | 4.8 m/s |  | 26.0 m | 531.0 m² | 3 | 470.8 W/m² | 2.1 m²/kW | 13m LS(1) | 2 | 1 | 380.0 V | thyristors | 50/60 Hz | 42.7 m | No | 28.9 m/s | 50.6 m/s | fiberglass reinforced with epoxy and polyester |  | hot dip galvanized | Yes | [5 empty] | 1:33 | 1,500.0 U/min
268 | 268 | 268 | 268 | 268 | 268 | 268 | Carter CWT 25 - 25,00 kW - Wind turbine | https://en.wind-turbine-models.com/turbines/503-carter-cwt-25 | 1 | 25.0 kW | - |  |  | 9.8 m | 77.0 m² | 2 | 324.7 W/m² | 3.1 m²/kW | 4.4 | 2 | 1 | 440.0 V | Thyristor | 50 Hz | 24.5 m | No |  |  | Fiberglas | c | galvanized | Yes |  |  | 120.0 U/min | 61 m/s | Carter Wind Systems | 1:15 | 1,836.0 U/min | 0.1 t | 0.3 t | 1.2 t | 1.8 t
269 | 269 | 269 | 269 | 269 | 269 | 269 | Carter CWT 300 - 300,00 kW - Wind turbine | https://en.wind-turbine-models.com/turbines/504-carter-cwt-300 | 1 | 300.0 kW | - | 1.8 m/s | 13.4 m/s | 30.0 m | 729.7 m² | 2 | 411.1 W/m² | 2.4 m²/kW | Planetary | 2 | 1 | 480.0 V | Thyristor | 60 Hz | 45/75 m | No | 26.8 m/s | 71.5 m/s | Fiberglas | conical | galvanized | Yes |  |  | 50.0 U/min | 79 m/s | Carter Wind Systems | 1:36 | 1,827.0 U/min | 2.0 t | 3.9 t | 8.1 t | 19.6 t
270 | 270 | 270 | 270 | 270 | 270 | 270 | Carter CWT 500 - 500,00 kW - Wind turbine | https://en.wind-turbine-models.com/turbines/505-carter-cwt-500 | 1 | 500.0 kW | - | 1.8 m/s | 14.3 m/s | 36.6 m | 1,050.7 m² | 2 | 475.9 W/m² | 2.1 m²/kW | Planetary | 2 | 1 | 480.0 V | Thyristor | 60 Hz | 45/80 m | No | 26.8 m/s | 71.5 m/s | Fiberglas | conical | galvanized | Yes |  |  | 45.0 U/min | 86 m/s |  | 1:40 | 1,836.0 U/min | 1.6 t | 4.5 t | 12.6 t | 22.7 t
271 | 271 | 271 | 271 | 271 | 271 | 271 | CATUM CA-2.0 MW-WD R93 - 2,00 MW - Wind turbine | https://en.wind-turbine-models.com/turbines/300-catum-ca-2.0-mw-wd-r93 | 1 | 2,000.0 kW | - |  |  | 93.0 m | 6,793.0 m² | 3 | 294.4 W/m² | 3.4 m²/kW | 2-stage gearbox. WinDrive | 2 | 1 | 10,000.0 V | converter less | 50/60 Hz | 80/100 m | No |  |  | GFRP | conical | painted | Yes |  | IIa |  |  | Voith
272 | 272 | 272 | 272 | 272 | 272 | 272 | CATUM CA-2.0 MW-WD R100 - 2,00 MW - Wind turbine | https://en.wind-turbine-models.com/turbines/1188-catum-ca-2.0-mw-wd-r100 | 1 | 2,000.0 kW | - |  |  | 100.0 m | 7,854.0 m² | 3 | 254.6 W/m² | 3.9 m²/kW | 2-stage with WinDrive | 2 | 1 | 690.0 V | converter less | 50 Hz | 80 / 100 m | No |  |  | GFRP | conical | painted | Yes |  | IIIa |  |  | Voith
273 | 273 | 273 | 273 | 273 | 273 | 273 | CATUM CA-3.0 MW-WD R110 - 3,00 MW - Wind turbine | https://en.wind-turbine-models.com/turbines/1189-catum-ca-3.0-mw-wd-r110 | 1 | 3,000.0 kW | - | 4.5 m/s | 10.0 m/s | 110.2 m | 9,537.9 m² | 3 | 314.5 W/m² | 3.2 m²/kW | spur/planetary + WinDrive | 2 | 1 | 1,000.0 V | converter less | 50 Hz | 80 / 100 m | No | 25.0 m/s |  | GFRP | conical | painted | Yes |  | IIa |  |  |  | 1:36 | 1,500.0 U/min
274 | 274 | 274 | 274 | 274 | 274 | 274 | CATUM CA-3.0 MW-WD R120 - 3,00 MW - Wind turbine | https://en.wind-turbine-models.com/turbines/1190-catum-ca-3.0-mw-wd-r120 | 1 | 3,000.0 kW | - | 5.0 m/s | 11.0 m/s | 118.2 m | 10,973.0 m² | 3 | 273.4 W/m² | 3.7 m²/kW | spur/planetary + WinDrive | 2 | 1 | 1,000.0 V | converter less | 50 Hz | 100 / 140* m | No | 25.0 m/s |  | GFRP | conical | painted | Yes |  | IIIa |  |  |  | 1:36 | 1,500.0 U/min
275 | 275 | 275 | 275 | 275 | 275 | 275 | CHAVA WIND Windleaf2500 VAWT - 25,00 kW - Wind turbine | https://en.wind-turbine-models.com/turbines/2132-chava-wind-windleaf2500-vawt | 1 | 25.0 kW | - | 3.0 m/s | 11.0 m/s | 9.6 m | 92.7 m² | 3 | 269.7 W/m² | 3.7 m²/kW | NACA0018 |  | 1 | 240.0 V | Inverter | 50/60 Hz | 15.7 m | No | 18.0 m/s |  | Carbon Composites | cylindrical | Galvanized Steel | Yes |  |  | 81.0 U/min | 41 m/s |  |  |  |  | 2.2 t | 5.0 t | 7.2 t |  |  | 0.1 t
276 | 276 | 276 | 276 | 276 | 276 | 276 | CCWE CCWE-1500/77.DF - 1,50 MW - Wind turbine | https://en.wind-turbine-models.com/turbines/297-ccwe-ccwe-1500-77.df | 1 | 1,500.0 kW | - | 3.0 m/s | 11.5 m/s | 70.8 m | 3,937.0 m² | 3 | 381.0 W/m² | 2.6 m²/kW | [6 empty] | 70.0 m | No | 25.0 m/s |  |  |  |  | Yes
277 | 277 | 277 | 277 | 277 | 277 | 277 | CCWE CCWE-1500/D82 - 1,50 MW - Wind turbine | https://en.wind-turbine-models.com/turbines/301-ccwe-ccwe-1500-d82 | 1 | 1,500.0 kW | - | 3.0 m/s | 11.0 m/s | 82.0 m | 5,278.0 m² | 3 | 284.2 W/m² | 3.5 m²/kW | 40.5 |  | 1 | 690.0 V |  |  | 70/80 m | No | 25.0 m/s | 52.5 m/s | GFRP |  |  | Yes |  |  | 19.2 U/min | 82 m/s |  |  | 17.4 U/min
278 | 278 | 278 | 278 | 278 | 278 | 278 | CCWE CCWE-1500/82.DF - 1,50 MW - Wind turbine | https://en.wind-turbine-models.com/turbines/298-ccwe-ccwe-1500-82.df | 1 | 1,500.0 kW | - | 3.0 m/s | 11.0 m/s | 82.0 m | 5,278.0 m² | 3 | 284.2 W/m² | 3.5 m²/kW | 40.25 |  | 1 | 690.0 V |  | 50 Hz | 70 m | No | 25.0 m/s | 52.5 m/s | GFRP |  |  | Yes |  |  | 19.0 U/min | 82 m/s |  | 1:104 | 1,800.0 U/min
279 | 279 | 279 | 279 | 279 | 279 | 279 | CCWE CCWE-3000D/D103 - 3,00 MW - Wind turbine | https://en.wind-turbine-models.com/turbines/302-ccwe-ccwe-3000d-d103 | 1 | 3,000.0 kW | - | 3.0 m/s | 11.5 m/s | 103.0 m | 8,328.0 m² | 3 | 360.2 W/m² | 2.8 m²/kW | 50.3 |  | 1 | 690.0 V |  |  | 85 m | No | 25.0 m/s | 52.5 m/s | GFRP | cone |  | Yes |  |  | 16.4 U/min | 88 m/s |  |  | 14.2 U/min
280 | 280 | 280 | 280 | 280 | 280 | 280 | CCWE CCWE3600HD - 3,60 MW - Wind turbine | https://en.wind-turbine-models.com/turbines/1699-ccwe-ccwe3600hd | 1 | 3,600.0 kW | - |  |  | 116.0 m | 10,472.0 m² | 3 | 343.8 W/m² | 2.9 m²/kW | [6 empty] | 85 m | No |  |  | GFK |  |  | Yes
281 | 281 | 281 | 281 | 281 | 281 | 281 | Clipper C89 - 2,50 MW - Wind turbine | https://en.wind-turbine-models.com/turbines/510-clipper-c89 | 1 | 2,500.0 kW | - | 4.0 m/s | 12.5 m/s | 89.0 m | 6,221.0 m² | 3 | 401.9 W/m² | 2.5 m²/kW | 43.2 | 2 | 4 | 690.0 V | IGBT | 60 Hz | 80 m | No | 25.0 m/s | 64.5 m/s | Fiberglas | conical | painted | Yes |  |  | 15.5 U/min | 72 m/s |  |  | 1,133.0 U/min
282 | 282 | 282 | 282 | 282 | 282 | 282 | Clipper C89 - 2,50 MW - Wind turbine | https://en.wind-turbine-models.com/turbines/509-clipper-c89 | 1 | 2,500.0 kW | - | 4.0 m/s | 12.5 m/s | 89.0 m | 6,221.0 m² | 3 | 401.9 W/m² | 2.5 m²/kW | 43.2 | 2 | 4 | 690.0 V | IGBT | 60.0 Hz | 80.0 m | No | 25.0 m/s | 64.5 m/s | Fiberglas | conical | painted | Yes |  | Ia | 15.5 U/min | 72 m/s |  |  | 1,133.0 U/min
283 | 283 | 283 | 283 | 283 | 283 | 283 | Clipper C93 - 2,50 MW - Wind turbine | https://en.wind-turbine-models.com/turbines/508-clipper-c93 | 1 | 2,500.0 kW | - | 4.0 m/s | 12.5 m/s | 93.0 m | 6,793.0 m² | 3 | 368.0 W/m² | 2.7 m²/kW | 45.2 | 2 | 4 | 690.0 V | IGBT | 60.0 Hz | 80.0 m | No | 25.0 m/s | 64.5 m/s | Fiberglas | conical | painted | Yes |  | IIa | 15.5 U/min | 75 m/s |  |  | 1,133.0 U/min
284 | 284 | 284 | 284 | 284 | 284 | 284 | Clipper C96 - 2,50 MW - Wind turbine | https://en.wind-turbine-models.com/turbines/507-clipper-c96 | 1 | 2,500.0 kW | - | 4.0 m/s | 12.5 m/s | 96.0 m | 7,238.0 m² | 3 | 345.4 W/m² | 2.9 m²/kW | 46.7 | 2 | 4 | 690.0 V | IGBT | 60.0 Hz | 80.0 m | No | 25.0 m/s | 70.0 m/s | Fiberglas | conical | painted | Yes |  | IIb | 15.5 U/min | 78 m/s |  |  | 1,133.0 U/min
285 | 285 | 285 | 285 | 285 | 285 | 285 | Clipper C99 - 2,50 MW - Wind turbine | https://en.wind-turbine-models.com/turbines/506-clipper-c99 | 1 | 2,500.0 kW | - | 4.0 m/s | 12.5 m/s | 99.0 m | 7,698.0 m² | 3 | 324.8 W/m² | 3.1 m²/kW | 48.2 | 2 | 4 | 690.0 V | IGBT | 60.0 Hz | 80.0 m | No | 25.0 m/s | 70.0 m/s | Fiberglas | conical | painted | Yes |  | IIIb | 15.5 U/min | 80 m/s |  |  | 1,133.0 U/min
286 | 286 | 286 | 286 | 286 | 286 | 286 | Clipper C100 - 2,50 MW - Wind turbine | https://en.wind-turbine-models.com/turbines/87-clipper-c100 | 1 | 2,500.0 kW | - | 4.0 m/s | 12.5 m/s | 100.0 m | 7,854.0 m² | 3 | 318.3 W/m² | 3.1 m²/kW | 48.7 | 2 | 4 | 690.0 V | IGBT | 60.0 Hz | 80.0 m | No | 25.0 m/s | 70.0 m/s | Fiberglas | conical | painted | Yes |  | IIa | 15.5 U/min | 81 m/s |  |  | 1,133.0 U/min
287 | 287 | 287 | 287 | 287 | 287 | 287 | Codan 150-30 - 150,00 kW - Wind turbine | https://en.wind-turbine-models.com/turbines/2167-codan-150-30 | 1 | 150.0 kW | - |  |  | 23.0 m | 415.0 m² | 3 | 361.4 W/m² | 2.8 m²/kW | [6 empty] | 30 m | No | [5 empty] | Yes | [12 empty] | 1988
288 | 288 | 288 | 288 | 288 | 288 | 288 | Codan 270-30 - 270,00 kW - Wind turbine | https://en.wind-turbine-models.com/turbines/2168-codan-270-30 | 1 | 270.0 kW | - |  |  | 26.0 m | 531.0 m² | 3 | 508.5 W/m² | 2.0 m²/kW | [6 empty] | 30 m | No | [5 empty] | Yes | [12 empty] | 1991
289 | 289 | 289 | 289 | 289 | 289 | 289 | Coemi 55/15 - 55,00 kW - Wind turbine | https://en.wind-turbine-models.com/turbines/1434-coemi-55-15 | 1 | 55.0 kW | - | 3.0 m/s | 11.0 m/s | 15.2 m | 181.3 m² | 3 | 303.4 W/m² | 3.3 m²/kW | spur | 2 | 1 |  |  |  | 18/30 m | No | 25.0 m/s | 45.0 m/s | Enhanced Fiber Glass S2 / Resin | cylindrical | hot dip galvanized | Yes |  |  | 59.0 U/min | 47 m/s | ABB |  |  | 0.6 t | 2.9 t
290 | 290 | 290 | 290 | 290 | 290 | 290 | Concord AWG-10 - 10,00 kW - Wind turbine | https://en.wind-turbine-models.com/turbines/1710-concord-awg-10 | 1 | 10.0 kW | - | 2.5 m/s | 8.6 m/s | 10.0 m | 78.5 m² | 3 | 127.4 W/m² | 7.9 m²/kW | 5.0m |  | 1 |  |  | 50 Hz | 14 m | No | 17.0 m/s | 60.0 m/s | GFRP | conical | painted | Yes |  |  | 80.0 U/min | 42 m/s |  |  |  |  | 0.6 t
291 | 291 | 291 | 291 | 291 | 291 | 291 | Concord AWG-20 - 20,00 kW - Wind turbine | https://en.wind-turbine-models.com/turbines/1711-concord-awg-20 | 1 | 20.0 kW | - | 2.8 m/s | 9.0 m/s | 14.0 m | 153.9 m² | 3 | 130.0 W/m² | 7.7 m²/kW | 7.0m |  | 1 |  |  | 50 Hz | 16 m | No | 17.5 m/s | 60.0 m/s | GFRP | conical | painted | Yes |  |  | 60.0 U/min | 44 m/s |  |  |  |  | 1.2 t
292 | 292 | 292 | 292 | 292 | 292 | 292 | Concord AWG-30 - 30,00 kW - Wind turbine | https://en.wind-turbine-models.com/turbines/1712-concord-awg-30 | 1 | 30.0 kW | - | 2.9 m/s | 9.2 m/s | 17.0 m | 226.9 m² | 3 | 132.2 W/m² | 7.6 m²/kW | 8.5m |  | 1 |  |  | 50 Hz | 18 m | No | 18.0 m/s | 60.0 m/s | GFRP | conical | painted | Yes |  |  | 48.0 U/min | 43 m/s |  |  |  |  | 1.8 t
293 | 293 | 293 | 293 | 293 | 293 | 293 | Concord TG-750M - 750,00 kW - Wind turbine | https://en.wind-turbine-models.com/turbines/1707-concord-tg-750m | 1 | 750.0 kW | - | 3.0 m/s | 11.0 m/s | 58.0 m | 2,642.0 m² | 3 | 283.9 W/m² | 3.5 m²/kW | with a turbogenerator |  | 1 | 690.0 V |  | 50 Hz | 50 m | No | 25.0 m/s | 60.0 m/s | GFRP | conical | painted | Yes |  |  | 27.0 U/min | 82 m/s |  |  |  |  | 49.5 t | 52.0 t | 101.5 t
294 | 294 | 294 | 294 | 294 | 294 | 294 | Concord TG-1000 - 1,00 MW - Wind turbine | https://en.wind-turbine-models.com/turbines/1708-concord-tg-1000 | 1 | 1,000.0 kW | - | 3.0 m/s | 12.0 m/s | 58.0 m | 2,642.0 m² | 3 | 378.5 W/m² | 2.6 m²/kW | with a turbogenerator |  | 1 | 690.0 V |  | 50 Hz | 50 m | No | 25.0 m/s | 60.0 m/s | GFRP | conical | painted | Yes |  |  | 28.2 U/min | 86 m/s |  |  |  |  | 56.0 t | 58.0 t | 114.0 t
295 | 295 | 295 | 295 | 295 | 295 | 295 | Concord TG-2500 - 2,50 MW - Wind turbine | https://en.wind-turbine-models.com/turbines/1709-concord-tg-2500 | 1 | 2,500.0 kW | - | 3.0 m/s | 12.0 m/s | 106.0 m | 8,824.0 m² | 3 | 283.3 W/m² | 3.5 m²/kW | with a turbogenerator |  | 1 | 690.0 V |  | 50 Hz | 80 m | No | 25.0 m/s | 60.0 m/s | GFRP | conical | painted | Yes |  |  | 15.0 U/min | 83 m/s |  |  |  |  | 120.0 t | 240.0 t | 360.0 t
296 | 296 | 296 | 296 | 296 | 296 | 296 | Conergy PowerWind PW56 - 900,00 kW - Wind turbine | https://en.wind-turbine-models.com/turbines/74-conergy-powerwind-pw56 | 1 | 900.0 kW | - | 3.0 m/s | 12.0 m/s | 56.0 m | 2,463.0 m² |  | 365.4 W/m² | 2.7 m²/kW | Pitch | 3 |  | 690.0 V | asyncron/syncron |  | 59-71 m | No | 25.0 m/s |  |  |  |  | Yes |  |  | 28.0 U/min | 82 m/s |  | 1:54.2
297 | 297 | 297 | 297 | 297 | 297 | 297 | Conergy PowerWind PW90 - 2,50 MW - Wind turbine | https://en.wind-turbine-models.com/turbines/687-conergy-powerwind-pw90 | 1 | 2,500.0 kW | - |  |  | 90.0 m | 6,362.0 m² | 3 | 393.0 W/m² | 2.5 m²/kW | spur/planetary | [6 empty] | No | [5 empty] | Yes |  |  |  |  | Jahnel Kestermann
298 | 298 | 298 | 298 | 298 | 298 | 298 | CRIEL CT50-16 - 49,99 kW - Wind turbine | https://en.wind-turbine-models.com/turbines/1676-criel-ct50-16 | 1 | 50.0 kW | - | 3.0 m/s | 9.7 m/s | 17.5 m | 240.5 m² | 3 | 207.9 W/m² | 4.8 m²/kW | direct drive |  | 1 | 400.0 V | IGBT | 50 Hz | 25.4 m | No | 25.0 m/s | 52.5 m/s | Fiberglass | conical | painted | Yes |  | IIa | 63.0 U/min | 58 m/s
299 | 299 | 299 | 299 | 299 | 299 | 299 | CRIEL CT50-26 - 49,99 kW - Wind turbine | https://en.wind-turbine-models.com/turbines/1677-criel-ct50-26 | 1 | 50.0 kW | - | 3.0 m/s | 7.5 m/s | 25.6 m | 514.7 m² | 3 | 97.1 W/m² | 10.3 m²/kW | direct drive |  | 1 | 400.0 V | IGBT | 50 Hz | 30/ 36/ 40 m | No | 25.0 m/s | 63.5 m/s | fiberglass | conical | painted | Yes |  | IIa | 39.0 U/min | 52 m/s
300 | 300 | 300 | 300 | 300 | 300 | 300 | CRIEL CT60-16 - 60,00 kW - Wind turbine | https://en.wind-turbine-models.com/turbines/1678-criel-ct60-16 | 1 | 60.0 kW | - | 2.7 m/s | 9.9 m/s | 16.0 m | 201.0 m² | 3 | 298.5 W/m² | 3.4 m²/kW | direct drive |  | 1 | 400.0 V | IGBT | 50 Hz | 24 m | No | 25.0 m/s | 52.5 m/s | fiberglass | conical | painted | Yes |  | IIa | 67.0 U/min | 56 m/s
301 | 301 | 301 | 301 | 301 | 301 | 301 | CRIEL CT60-26 - 59,99 kW - Wind turbine | https://en.wind-turbine-models.com/turbines/1679-criel-ct60-26 | 1 | 60.0 kW | - | 3.0 m/s | 8.5 m/s | 25.6 m | 515.0 m² | 3 | 116.5 W/m² | 8.6 m²/kW | direct drive |  | 1 | 400.0 V | IGBT | 50 Hz | 30/ 36/ 40 m | No | 25.0 m/s | 52.5 m/s | fiberglass | conical | painted | Yes |  | IIa | 45.0 U/min | 60 m/s
302 | 302 | 302 | 302 | 302 | 302 | 302 | CRIEL CT100-26 - 100,00 kW - Wind turbine | https://en.wind-turbine-models.com/turbines/1680-criel-ct100-26 | 1 | 100.0 kW | - | 3.0 m/s | 11.0 m/s | 25.6 m | 515.0 m² | 3 | 194.2 W/m² | 5.2 m²/kW | direct drive |  | 1 | 400.0 V | IGBT | 50 Hz | 30/ 36/ 40 m | No | 25.0 m/s | 63.5 m/s | fiberglass | conical | painted | Yes |  | IIa | 45.0 U/min | 60 m/s
303 | 303 | 303 | 303 | 303 | 303 | 303 | CSIC H52-850 - 850,00 kW - Wind turbine | https://en.wind-turbine-models.com/turbines/2069-csic-h52-850 | 1 | 850.0 kW | - | 4.0 m/s | 14.0 m/s | 52.0 m | 2,123.7 m² | 3 | 400.2 W/m² | 2.5 m²/kW | planetary / parallel |  | 1 | 690.0 V | IGBT | 50 Hz | 62 m | No | 20.0 m/s |  |  | conical | painted | Yes |  | IIa | [5 empty] | 20.0 t | 32.0 t |  |  | 10.4 t |  | 3.2 t
304 | 304 | 304 | 304 | 304 | 304 | 304 | CSIC H56-850 - 850,00 kW - Wind turbine | https://en.wind-turbine-models.com/turbines/2070-csic-h56-850 | 1 | 850.0 kW | - | 3.5 m/s | 13.0 m/s | 56.0 m | 2,463.0 m² | 3 | 345.1 W/m² | 2.9 m²/kW | planetary / parallel |  | 1 | 690.0 V | IGBT | 50 Hz | 62 m | No | 20.0 m/s |  |  | conical | painted | Yes |  | IIIa | [5 empty] | 20.0 t | 32.0 t |  |  | 10.4 t |  | 3.2 t
305 | 305 | 305 | 305 | 305 | 305 | 305 | CSIC H60-850 - 850,00 kW - Wind turbine | https://en.wind-turbine-models.com/turbines/2071-csic-h60-850 | 1 | 850.0 kW | - | 3.0 m/s | 12.0 m/s | 60.0 m | 2,827.4 m² | 3 | 300.6 W/m² | 3.3 m²/kW | planetary / parallel |  | 1 | 690.0 V | IGBT | 50 Hz | 62 m | No | 20.0 m/s |  |  | conical | painted | Yes |  | IIIa | [5 empty] | 20.0 t | 32.0 t |  |  | 10.4 t |  | 3.2 t
306 | 306 | 306 | 306 | 306 | 306 | 306 | CSIC H87-2.0 - 2,00 MW - Wind turbine | https://en.wind-turbine-models.com/turbines/2072-csic-h87-2.0 | 1 | 2,000.0 kW | - | 3.0 m/s | 10.9 m/s | 87.0 m | 5,944.6 m² | 3 | 336.4 W/m² | 3.0 m²/kW | planetary / parallel |  | 1 | 690.0 V | IGBT | 50 Hz | 70 / 80 m | No | 25.0 m/s |  |  | conical | painted | Yes |  | Ib |  |  |  |  | 1,755.0 U/min | 45.0 t | 87.0 t |  |  | 18.9 t |  | 8.7 t
307 | 307 | 307 | 307 | 307 | 307 | 307 | CSIC H93-2.0 - 2,00 MW - Wind turbine | https://en.wind-turbine-models.com/turbines/2073-csic-h93-2.0 | 1 | 2,000.0 kW | - | 3.0 m/s | 10.8 m/s | 93.0 m | 6,792.9 m² | 3 | 294.4 W/m² | 3.4 m²/kW | planetary / parallel |  | 1 | 690.0 V | IGBT | 50 Hz | 70 / 80 m | No | 25.0 m/s |  |  | conical | painted | Yes |  | Ib |  |  |  |  | 1,755.0 U/min | 45.3 t | 87.0 t |  |  | 18.9 t |  | 8.8 t
308 | 308 | 308 | 308 | 308 | 308 | 308 | CSIC H102-2.0 - 2,00 MW - Wind turbine | https://en.wind-turbine-models.com/turbines/2074-csic-h102-2.0 | 1 | 2,000.0 kW | - | 3.0 m/s | 10.2 m/s | 102.0 m | 8,171.2 m² | 3 | 244.8 W/m² | 4.1 m²/kW | planetary / parallel |  | 1 | 690.0 V | IGBT | 50 Hz | 70 / 80 / 85 m | No | 25.0 m/s |  |  | conical | painted | Yes |  | IIa |  |  |  |  | 1,755.0 U/min | 48.0 t | 87.0 t |  |  | 19.5 t |  | 9.5 t
309 | 309 | 309 | 309 | 309 | 309 | 309 | CSIC H111-2.0 - 2,00 MW - Wind turbine | https://en.wind-turbine-models.com/turbines/2075-csic-h111-2.0 | 1 | 2,000.0 kW | - | 3.0 m/s | 9.6 m/s | 111.0 m | 9,676.8 m² | 3 | 206.7 W/m² | 4.8 m²/kW | planetary / parallel |  | 1 | 690.0 V | IGBT | 50 Hz | 70 / 80 / 100 / 120 m | No | 25.0 m/s |  |  | conical | painted | Yes |  | IIa, IIIa |  |  |  |  | 1,755.0 U/min | 54.8 t | 87.0 t |  |  | 20.0 t |  | 11.6 t
310 | 310 | 310 | 310 | 310 | 310 | 310 | CSIC H117-2.0 - 2,00 MW - Wind turbine | https://en.wind-turbine-models.com/turbines/2076-csic-h117-2.0 | 1 | 2,000.0 kW | - | 3.0 m/s | 9.0 m/s | 117.0 m | 10,751.3 m² | 3 | 186.0 W/m² | 5.4 m²/kW | planetary / parallel |  | 1 | 690.0 V | IGBT | 50 Hz | 80 / 85 / 100 / 120 m | No | 22.0 m/s |  |  | conical | painted | Yes |  | S, IIIa |  |  |  |  | 1,755.0 U/min | 57.0 t | 87.0 t |  |  | 21.0 t |  | 12.0 t
311 | 311 | 311 | 311 | 311 | 311 | 311 | CSIC H120-2.0 - 2,00 MW - Wind turbine | https://en.wind-turbine-models.com/turbines/2077-csic-h120-2.0 | 1 | 2,000.0 kW | - | 3.0 m/s | 9.0 m/s | 120.0 m | 11,309.7 m² | 3 | 176.8 W/m² | 5.7 m²/kW | planetary / parallel |  | 1 | 690.0 V | IGBT | 50 Hz | 80 / 85 / 100 / 120 m | No | 22.0 m/s |  |  | conical | painted | Yes |  | IIIb |  |  |  |  | 1,755.0 U/min | 57.3 t | 87.0 t |  |  | 21.3 t |  | 12.0 t
312 | 312 | 312 | 312 | 312 | 312 | 312 | CSIC H120-2.2 - 2,20 MW - Wind turbine | https://en.wind-turbine-models.com/turbines/2079-csic-h120-2.2 | 1 | 2,200.0 kW | - | 3.0 m/s | 9.3 m/s | 120.0 m | 11,309.7 m² | 3 | 194.5 W/m² | 5.1 m²/kW | planetary / parallel |  | 1 | 690.0 V | IGBT | 50 Hz | 80 / 85 / 100 / 120 m | No | 22.0 m/s |  |  | conical | painted | Yes |  | IIb |  |  |  |  | 1,765.0 U/min | 57.3 t | 87.0 t |  |  | 21.3 t |  | 12.0 t
313 | 313 | 313 | 313 | 313 | 313 | 313 | CSIC H123-2.0 - 2,00 MW - Wind turbine | https://en.wind-turbine-models.com/turbines/2078-csic-h123-2.0 | 1 | 2,000.0 kW | - | 3.0 m/s | 9.0 m/s | 123.0 m | 11,882.2 m² | 3 | 168.3 W/m² | 5.9 m²/kW | planetary / parallel |  | 1 | 690.0 V | IGBT | 50 Hz | 80 / 85 / 100 / 120 m | No | 22.0 m/s |  |  | conical | painted | Yes | [6 empty] | 1,755.0 U/min | 59.4 t | 87.0 t |  |  | 21.0 t |  | 12.8 t
314 | 314 | 314 | 314 | 314 | 314 | 314 | CSIC H128-5.0 - 5,00 MW - Wind turbine | https://en.wind-turbine-models.com/turbines/2054-csic-h128-5.0 | 1 | 5,000.0 kW | - | 3.5 m/s | 11.8 m/s | 128.0 m | 12,867.9 m² | 3 | 388.6 W/m² | 2.6 m²/kW | synchronous permanent |  | 1 | 690.0 V | IGBT | 50 Hz | 87 m | Yes | 25.0 m/s |  |  | conical | painted |  |  | Ib |  |  | LM Wind Power |  |  | 137.0 t | 217.0 t |  |  | 70.4 t |  | 22.2 t
315 | 315 | 315 | 315 | 315 | 315 | 315 | CSIC H136-3.0 - 3,00 MW - Wind turbine | https://en.wind-turbine-models.com/turbines/2065-csic-h136-3.0 | 1 | 3,000.0 kW | - | 3.0 m/s | 9.5 m/s | 136.0 m | 14,526.7 m² | 3 | 206.5 W/m² | 4.8 m²/kW | double-fed induction |  | 1 | 690.0 V | IGBT | 50/60 Hz | 90 / 100 / 120 m | No | 22.0 m/s |  |  | conical | painted | Yes |  | IIb | [5 empty] | 92.0 t | 120.0 t |  |  | 39.5 t |  | 17.5 t
316 | 316 | 316 | 316 | 316 | 316 | 316 | CSIC H140-3.0 - 3,00 MW - Wind turbine | https://en.wind-turbine-models.com/turbines/2066-csic-h140-3.0 | 1 | 3,000.0 kW | - | 3.0 m/s | 9.2 m/s | 140.0 m | 15,393.8 m² | 3 | 194.9 W/m² | 5.1 m²/kW | double-fed induction |  | 1 | 690.0 V | IGBT | 50/60 Hz | 90 / 100 / 120 m | No | 22.0 m/s |  |  | conical | painted | Yes |  | IIIa | [5 empty] | 92.0 t | 120.0 t |  |  | 35.0 t |  | 19.0 t
317 | 317 | 317 | 317 | 317 | 317 | 317 | CSIC H146-3.0 - 3,00 MW - Wind turbine | https://en.wind-turbine-models.com/turbines/2067-csic-h146-3.0 | 1 | 3,000.0 kW | - | 3.0 m/s | 9.1 m/s | 146.0 m | 16,741.5 m² | 3 | 179.2 W/m² | 5.6 m²/kW | double-fed induction |  | 1 | 690.0 V | IGBT | 50/60 Hz | 90 / 100 / 120 m | No | 22.0 m/s |  |  | conical | painted | Yes |  | IIIb | [5 empty] | 92.0 t | 120.0 t |  |  | 33.5 t |  | 19.5 t
318 | 318 | 318 | 318 | 318 | 318 | 318 | CSIC H146-3.2 - 3,20 MW - Wind turbine | https://en.wind-turbine-models.com/turbines/2068-csic-h146-3.2 | 1 | 3,200.0 kW | - | 3.0 m/s | 9.5 m/s | 146.0 m | 16,741.5 m² | 3 | 191.1 W/m² | 5.2 m²/kW | double-fed induction |  | 1 | 690.0 V | IGBT | 50/60 Hz | 90 / 100 / 120 m | No | 22.0 m/s |  |  | conical | painted | Yes |  | S | [5 empty] | 92.0 t | 122.0 t |  |  | 33.5 t |  | 19.5 t
319 | 319 | 319 | 319 | 319 | 319 | 319 | CSIC H151-5.0 - 5,00 MW - Wind turbine | https://en.wind-turbine-models.com/turbines/2055-csic-h151-5.0 | 1 | 5,000.0 kW | - | 3.5 m/s | 10.5 m/s | 151.0 m | 17,907.8 m² | 3 | 279.2 W/m² | 3.6 m²/kW | synchronous permanent |  | 1 | 690.0 V | IGBT | 50 Hz | 97 m | Yes | 25.0 m/s |  |  | conical | painted |  |  | Ib, IIIb |  |  | LM Wind Power |  |  | 154.0 t | 217.0 t |  |  | 72.1 t |  | 27.3 t
320 | 320 | 320 | 320 | 320 | 320 | 320 | CSIC H152-6.2 - 6,20 MW - Wind turbine | https://en.wind-turbine-models.com/turbines/2057-csic-h152-6.2 | 1 | 6,200.0 kW | - | 3.5 m/s | 11.0 m/s | 152.0 m | 18,145.8 m² | 3 | 341.7 W/m² | 2.9 m²/kW | synchronous permanent |  | 1 | 690.0 V | IGBT | 50 Hz | 97 m | Yes | 25.0 m/s |  |  | conical | painted |  |  | Ib |  |  | LM Wind Power |  |  | 155.0 t | 219.0 t |  |  | 71.0 t |  | 28.0 t
321 | 321 | 321 | 321 | 321 | 321 | 321 | CSIC H171-5.0 - 5,00 MW - Wind turbine | https://en.wind-turbine-models.com/turbines/2056-csic-h171-5.0 | 1 | 5,000.0 kW | - | 3.5 m/s | 9.5 m/s | 171.0 m | 22,965.8 m² | 3 | 217.7 W/m² | 4.6 m²/kW | synchronous permanent |  | 1 | 690.0 V | IGBT | 50 Hz | 107 m | Yes | 25.0 m/s |  |  | conical | painted |  |  | S, IIIb |  |  | LM Wind Power |  |  | 155.0 t | 217.0 t |  |  | 79.4 t |  | 25.2 t
322 | 322 | 322 | 322 | 322 | 322 | 322 | CSR WT1500-D82 - 1,50 MW - Wind turbine | https://en.wind-turbine-models.com/turbines/1252-csr-wt1500-d82 | 1 | 1,500.0 kW | - | 3.0 m/s | 10.5 m/s | 82.0 m | 5,281.0 m² | 3 | 284.0 W/m² | 3.5 m²/kW | steel tube | [5 empty] | 70/80 m | No | 25.0 m/s | 52.5 m/s |  | conical | painted | Yes |  | IIIa
323 | 323 | 323 | 323 | 323 | 323 | 323 | CSR WT1500-D88 - 1,50 MW - Wind turbine | https://en.wind-turbine-models.com/turbines/1253-csr-wt1500-d88 | 1 | 1,500.0 kW | - | 3.0 m/s | 10.0 m/s | 88.0 m | 6,082.0 m² | 3 | 246.6 W/m² | 4.1 m²/kW | steel tube | [5 empty] | 70/80 m | No | 23.0 m/s | 52.5 m/s |  | conical | painted | Yes |  | IIIb
324 | 324 | 324 | 324 | 324 | 324 | 324 | CSR WT1500-D93 - 1,50 MW - Wind turbine | https://en.wind-turbine-models.com/turbines/1254-csr-wt1500-d93 | 1 | 1,500.0 kW | - | 3.0 m/s | 9.5 m/s | 93.0 m | 6,792.9 m² | 3 | 220.8 W/m² | 4.5 m²/kW | steel tube | [5 empty] | 70/80 m | No | 20.0 m/s | 52.5 m/s |  | conical | painted | Yes |  | IIIb
325 | 325 | 325 | 325 | 325 | 325 | 325 | CSR WT1650-D77 - 1,65 MW - Wind turbine | https://en.wind-turbine-models.com/turbines/128-csr-wt1650-d77 | 1 | 1,650.0 kW | - | 3.0 m/s | 12.0 m/s | 77.4 m | 4,708.0 m² | 3 | 350.5 W/m² | 2.9 m²/kW | [6 empty] | 70 m | No | 25.0 m/s | 59.5 m/s |  |  |  | Yes |  |  | 20.0 U/min | 81 m/s |  |  |  | 36.0 t | 59.1 t | 130.0 t |  | 17.5 t |  | 17.4 t
326 | 326 | 326 | 326 | 326 | 326 | 326 | CSR WT2000-D93 - 2,00 MW - Wind turbine | https://en.wind-turbine-models.com/turbines/1255-csr-wt2000-d93 | 1 | 2,000.0 kW | - | 3.0 m/s | 10.5 m/s | 93.0 m | 6,792.9 m² | 3 | 294.4 W/m² | 3.4 m²/kW | steel tube | [5 empty] | 80/85 m | No | 25.0 m/s | 59.5 m/s |  | conical | painted | Yes |  | IIa
327 | 327 | 327 | 327 | 327 | 327 | 327 | CSR WT2000-D103 - 2,00 MW - Wind turbine | https://en.wind-turbine-models.com/turbines/1256-csr-wt2000-d103 | 1 | 2,000.0 kW | - | 3.0 m/s | 10.0 m/s | 103.0 m | 8,332.0 m² | 3 | 240.0 W/m² | 4.2 m²/kW | steel tube | [5 empty] | 80/85 m | No | 23.0 m/s | 59.5 m/s |  | conical | painted | Yes |  | IIIa
328 | 328 | 328 | 328 | 328 | 328 | 328 | CSR WT2000-D110 - 2,00 MW - Wind turbine | https://en.wind-turbine-models.com/turbines/1257-csr-wt2000-d110 | 1 | 2,000.0 kW | - | 3.0 m/s | 9.5 m/s | 110.0 m | 9,503.0 m² | 3 | 210.5 W/m² | 4.8 m²/kW | steel tube | [5 empty] | 80/85 m | No | 20.0 m/s | 59.5 m/s |  | conical | painted | Yes |  | S
329 | 329 | 329 | 329 | 329 | 329 | 329 | CSR WT2500-D103 - 2,50 MW - Wind turbine | https://en.wind-turbine-models.com/turbines/1258-csr-wt2500-d103 | 1 | 2,500.0 kW | - | 3.0 m/s | 11.0 m/s | 103.0 m | 8,332.0 m² | 3 | 300.0 W/m² | 3.3 m²/kW | steel tube | [5 empty] | 80 m | No | 23.0 m/s | 52.5 m/s |  | conical | painted | Yes |  | IIIa
330 | 330 | 330 | 330 | 330 | 330 | 330 | CSR WT2500-D110 - 2,50 MW - Wind turbine | https://en.wind-turbine-models.com/turbines/1259-csr-wt2500-d110 | 1 | 2,500.0 kW | - | 3.0 m/s | 10.5 m/s | 110.0 m | 9,503.0 m² | 3 | 263.1 W/m² | 3.8 m²/kW | steel tube | [5 empty] | 80 m | No | 23.0 m/s | 52.5 m/s |  | conical | painted | Yes |  | IIIb
331 | 331 | 331 | 331 | 331 | 331 | 331 | CSR WT5000-D128 - 5,00 MW - Wind turbine | https://en.wind-turbine-models.com/turbines/1260-csr-wt5000-d128 | 1 | 5,000.0 kW | - | 3.0 m/s | 12.0 m/s | 128.0 m | 12,868.0 m² | 3 | 388.6 W/m² | 2.6 m²/kW | steel tube | [5 empty] | 90 m | Yes | 25.0 m/s | 70.0 m/s |  | conical | painted |  |  | Ib
332 | 332 | 332 | 332 | 332 | 332 | 332 | CWEL C 30 / 250 KW - 250,00 kW - Wind turbine | https://en.wind-turbine-models.com/turbines/443-cwel-c-30-250-kw | 1 | 250.0 kW | - | 4.0 m/s | 14.5 m/s | 29.6 m | 688.0 m² | 3 | 363.4 W/m² | 2.8 m²/kW | LM 13.4 | 3 | 1 | 415.0 V | Thyristor | 60 Hz | 50 m | No | 25.0 m/s | 60.0 m/s | GFK |  | galvanized | Yes |  |  |  |  | LM Glasfieber | 1:38 | 1,512.0 U/min | 4.3 t | 7.3 t | 25.0 t | 36.5 t
333 | 333 | 333 | 333 | 333 | 333 | 333 | D.M. Heide 6-blade wind motor klapsejler - Wind turbine | https://en.wind-turbine-models.com/turbines/909-d.m.-heide-6-blade-wind-motor-klapsejler | 1 | - |  |  |  | 3.5 m | 9.6 m² | 6 | 0.0 W/m² | 0.0 m²/kW | Lattice | [5 empty] | 8.5 m | No |  |  |  |  | painted | Yes |  |  |  |  | D.M. Heide
334 | 334 | 334 | 334 | 334 | 334 | 334 | Dan Force DK 22 - 150,00 kW - Wind turbine | https://en.wind-turbine-models.com/turbines/178-dan-force-dk-22 | 1 | 150.0 kW | - |  |  | 21.8 m | 373.2 m² | 3 | 401.9 W/m² | 2.5 m²/kW | [6 empty] | 26.0 m | No | [5 empty] | Yes
335 | 335 | 335 | 335 | 335 | 335 | 335 | Dana Turbine - 11,00 kW - Wind turbine | https://en.wind-turbine-models.com/turbines/1461-dana-turbine | 1 | 11.0 kW | - |  |  | 10.0 m | 78.5 m² | 3 | 140.1 W/m² | 7.1 m²/kW | lattice | [5 empty] | 10 m | No |  |  | wood |  |  | Yes | [12 empty] | 1981
336 | 336 | 336 | 336 | 336 | 336 | 336 | Dana Holger Danske HD1 - 5,50 kW - Wind turbine | https://en.wind-turbine-models.com/turbines/1874-dana-holger-danske-hd1 | 1 | 5.5 kW | - | 3.0 m/s | 10.0 m/s | 5.0 m | 19.6 m² | 3 | 280.6 W/m² | 3.6 m²/kW | NACA 4415 |  | 1 |  | thyristor | 50 Hz | 10 m | No | 17.0 m/s |  | glasfiberameret poyester | cylindrical | painted | Yes |  |  |  |  | VEM | [7 empty] | 1978
337 | 337 | 337 | 337 | 337 | 337 | 337 | Dana Holger Danske HD2 - 22,00 kW - Wind turbine | https://en.wind-turbine-models.com/turbines/1875-dana-holger-danske-hd2 | 1 | 22.0 kW | - |  |  | 10.0 m | 78.5 m² | 3 | 280.3 W/m² | 3.6 m²/kW | induction |  | 1 |  |  | 50 Hz |  | No |  |  |  |  | hot dip galvanized | Yes | [12 empty] | 1979
338 | 338 | 338 | 338 | 338 | 338 | 338 | DWP D75/15 - 75,00 kW - Wind turbine | https://en.wind-turbine-models.com/turbines/1387-dwp-d75-15 | 1 | 75.0 kW | - | 4.0 m/s | 18.0 m/s | 15.3 m | 184.0 m² | 3 | 407.6 W/m² | 2.5 m²/kW | NACA 44 series |  | 1 | 480.0 V | thyristors | 60 Hz | 24 m | No | 30.0 m/s | 66.0 m/s | fiberglass reinforced polyester |  | hot dip galvanized | Yes |  |  | 55.0 U/min | 44 m/s | Aerostar | 1:23 | 1,200.0 U/min | 1.7 t | 5.8 t | 6.5 t | 14.0 t
339 | 339 | 339 | 339 | 339 | 339 | 339 | DWP D90/19 - 90,00 kW - Wind turbine | https://en.wind-turbine-models.com/turbines/542-dwp-d90-19 | 1 | 90.0 kW | - | 4.0 m/s |  | 19.0 m | 284.0 m² | 3 | 316.9 W/m² | 3.2 m²/kW | induction |  | 1 | 480.0 V |  |  | 24.0 m | No | 30.0 m/s | 66.0 m/s | fiberglass reinforced polyester | conical | hot dip galvanized | Yes |  |  | 50.0 U/min | 50 m/s | LM Glasfieber |  | 1,200.0 U/min
340 | 340 | 340 | 340 | 340 | 340 | 340 | DWP D110/19 - 110,00 kW - Wind turbine | https://en.wind-turbine-models.com/turbines/1388-dwp-d110-19 | 1 | 110.0 kW | - | 4.0 m/s | 18.0 m/s | 19.2 m | 289.0 m² | 3 | 380.6 W/m² | 2.6 m²/kW | NACA 44 series |  | 1 | 480.0 V | thyristors | 60 Hz | 24 m | No | 30.0 m/s | 66.0 m/s | fiberglass reinforced polyester |  | hot dip galvanized | Yes |  |  | 45.0 U/min | 45 m/s | Aerostar | 1:27 | 1,200.0 U/min | 2.6 t | 6.3 t | 8.2 t | 17.1 t
341 | 341 | 341 | 341 | 341 | 341 | 341 | DWP D150/22 - 150,00 kW - Wind turbine | https://en.wind-turbine-models.com/turbines/543-dwp-d150-22 | 1 | 150.0 kW | - | 4.0 m/s |  | 22.2 m | 387.0 m² | 3 | 387.6 W/m² | 2.6 m²/kW | induction |  | 1 | 480.0 V |  |  | 24.0 m | No | 25.0 m/s | 66.0 m/s | fiberglass reinforced polyester |  | hot dip galvanized | Yes |  |  | 42.0 U/min | 49 m/s | LM Glasfieber |  | 1,200.0 U/min
342 | 342 | 342 | 342 | 342 | 342 | 342 | DWP D150/24 - 150,00 kW - Wind turbine | https://en.wind-turbine-models.com/turbines/544-dwp-d150-24 | 1 | 150.0 kW | - | 4.0 m/s |  | 23.6 m | 437.0 m² | 3 | 343.2 W/m² | 2.9 m²/kW | induction |  | 1 | 480.0 V |  |  | 24.0 m | No | 25.0 m/s | 66.0 m/s | fiberglass reinforced polyester |  | hot dip galvanized | Yes |  |  | 40.0 U/min | 49 m/s | LM Glasfieber |  | 1,200.0 U/min
343 | 343 | 343 | 343 | 343 | 343 | 343 | DWP D175/24 - 175,00 kW - Wind turbine | https://en.wind-turbine-models.com/turbines/545-dwp-d175-24 | 1 | 175.0 kW | - | 4.0 m/s |  | 23.6 m | 437.0 m² | 3 | 400.5 W/m² | 2.5 m²/kW | induction |  | 1 | 480.0 V |  |  | 24.0 m | No | 25.0 m/s | 66.0 m/s | fiberglass reinforced polyester |  | hot dip galvanized | Yes |  |  | 40.0 U/min | 49 m/s | LM Glasfieber |  | 1,200.0 U/min
344 | 344 | 344 | 344 | 344 | 344 | 344 | DWP D300/28 - 300,00 kW - Wind turbine | https://en.wind-turbine-models.com/turbines/2169-dwp-d300-28 | 1 | 300.0 kW | - |  |  | 28.0 m | 616.0 m² | 3 | 487.0 W/m² | 2.1 m²/kW | induction |  | 1 | 480.0 V |  |  |  | No |  |  | fiberglass reinforced polyester |  |  | Yes |  |  |  |  | LM Glasfieber
345 | 345 | 345 | 345 | 345 | 345 | 345 | DWT Danish Wind Tech Windane 5 - 4,00 kW - Wind turbine | https://en.wind-turbine-models.com/turbines/1391-dwt-danish-wind-tech-windane-5 | 1 | 4.0 kW | - | 4.5 m/s | 11.5 m/s | 5.0 m | 19.6 m² | 2 | 204.1 W/m² | 4.9 m²/kW | parallel shaft | 2 | 1 | 380.0 V |  | 50 Hz | 12 m | No |  | 80.0 m/s | GFRP | cylindrical | hot dip galvanized | Yes |  |  |  |  | DWT
346 | 346 | 346 | 346 | 346 | 346 | 346 | DWT Danish Wind Tech Windane 9 - 15,00 kW - Wind turbine | https://en.wind-turbine-models.com/turbines/1368-dwt-danish-wind-tech-windane-9 | 1 | 15.0 kW | - | 4.0 m/s | 17.0 m/s | 9.0 m | 69.4 m² | 2 | 216.1 W/m² | 4.6 m²/kW | 4.5m | 2 | 1 | 380.0 V |  | 36/50/60 Hz | 18.6 m | No | 25.0 m/s | 70.0 m/s | GFRP | cylindrical | hot dip galvanized or painted | Yes |  |  | 101.0 U/min | 48 m/s | DWT | 1:15 | 1,530.0 U/min | 0.3 t | 0.7 t | 1.5 t | 2.4 t |  | 1983
347 | 347 | 347 | 347 | 347 | 347 | 347 | DWT Danish Wind Tech Windane 10 - 18,50 kW - Wind turbine | https://en.wind-turbine-models.com/turbines/1390-dwt-danish-wind-tech-windane-10 | 1 | 18.5 kW | - | 4.5 m/s | 14.0 m/s | 9.6 m | 72.4 m² | 2 | 255.5 W/m² | 3.9 m²/kW | 4.8m | 2 | 1 | 380.0 V |  | 50/60 Hz | 18.6 m | No |  | 70.0 m/s | GFRP | cylindrical | hot dip galvanized or painted | Yes |  |  | 120.0 U/min | 60 m/s | DWT | 1:13 | 1,500.0 U/min | 0.3 t |  | 1.5 t | 2.4 t
348 | 348 | 348 | 348 | 348 | 348 | 348 | DWT Danish Wind Tech Windane 12 - 18,50 kW - Wind turbine | https://en.wind-turbine-models.com/turbines/1369-dwt-danish-wind-tech-windane-12 | 1 | 18.5 kW | - | 4.5 m/s | 12.5 m/s | 12.0 m | 113.1 m² | 2 | 163.6 W/m² | 6.1 m²/kW | NACA 4412-24 | 2 | 1 | 380.0 V | thyristors | 50 Hz | 18.6 m | No |  | 70.0 m/s | Fiberglass | cylindrical | painted | Yes |  |  | 83.0 U/min | 52 m/s | DWT | 1:18 | 1,500.0 U/min | [5 empty] | 1984
349 | 349 | 349 | 349 | 349 | 349 | 349 | DWT Danish Wind Tech Windane 29 - 265,00 kW - Wind turbine | https://en.wind-turbine-models.com/turbines/1389-dwt-danish-wind-tech-windane-29 | 1 | 265.0 kW | - | 5.5 m/s | 13.5 m/s | 29.3 m | 674.0 m² | 3 | 393.2 W/m² | 2.5 m²/kW | NACA 44xx | 3 | 1 | 480.0 V | thyristors | 50 Hz | 29 m | No | 25.0 m/s | 67.0 m/s | GFRP | lattice | hot dip galvanized | Yes |  |  | 42.0 U/min | 64 m/s | DWT | 1:43 | 1,500.0 U/min | 8.5 t | 11.5 t |  |  | 4.2 t | 1982 | 1.5 t
350 | 350 | 350 | 350 | 350 | 350 | 350 | DWT Danish Wind Tech Windane 31 - 300,00 kW - Wind turbine | https://en.wind-turbine-models.com/turbines/1370-dwt-danish-wind-tech-windane-31 | 1 | 300.0 kW | - | 6.0 m/s | 13.5 m/s | 30.8 m | 745.0 m² | 3 | 402.7 W/m² | 2.5 m²/kW | 14.8m | 3 | 1 | 480.0 V | thyristors | 50/60 Hz | 32.0 m | No | 25.0 m/s | 67.0 m/s | GFRP | conical | painted | Yes |  |  | 42.0 U/min | 68 m/s | DWT | 1:43 | 1,500.0 U/min | 9.7 t | 14.5 t | 54.3 t | 78.5 t | 5.2 t | 1985 | 1.5 t
351 | 351 | 351 | 351 | 351 | 351 | 351 | DWT Danish Wind Tech Windane 34 - 400,00 kW - Wind turbine | https://en.wind-turbine-models.com/turbines/194-dwt-danish-wind-tech-windane-34 | 1 | 400.0 kW | - | 5.5 m/s | 14.0 m/s | 34.0 m | 908.0 m² | 3 | 440.5 W/m² | 2.3 m²/kW | 16.5m | 3 | 1 | 660.0 V | thyristors | 50.0 Hz | 32.0 m | No | 25.0 m/s | 70.0 m/s | GFRP | conical | painted | Yes |  |  | 35.0 U/min | 62 m/s | DWT | 1:43 | 1,520.0 U/min | 9.7 t | 14.5 t | 17.7 t | 41.9 t | 3.7 t |  | 2.0 t
352 | 352 | 352 | 352 | 352 | 352 | 352 | DWT Danish Wind Tech Windane 34 US - 400,00 kW - Wind turbine | https://en.wind-turbine-models.com/turbines/567-dwt-danish-wind-tech-windane-34-us | 1 | 400.0 kW | - | 5.0 m/s | 13.0 m/s | 34.8 m | 951.0 m² | 3 | 420.6 W/m² | 2.4 m²/kW | 16.8m | 3 | 1 | 660.0 V | thyristors | 60.0 Hz | 32.0 m | No | 25.0 m/s | 56.0 m/s | GFRP | conical | hot dip galvanized or painted | Yes |  |  | 38.0 U/min | 69 m/s | DWT | 1:48 | 1,840.0 U/min | 8.0 t | 10.3 t | 18.0 t | 36.3 t | 3.2 t |  | 1.6 t
353 | 353 | 353 | 353 | 353 | 353 | 353 | DWT Danish Wind Tech Windane 40 - 750,00 kW - Wind turbine | https://en.wind-turbine-models.com/turbines/1367-dwt-danish-wind-tech-windane-40 | 1 | 750.0 kW | - | 5.0 m/s | 14.5 m/s | 40.0 m | 1,256.6 m² | 3 | 596.8 W/m² | 1.7 m²/kW | 19.4 m | 3 | 1 | 6,600.0 V |  | 50.0 Hz | 45.0 m | No | 25.0 m/s | 70.0 m/s | fiberglass reinforced polyester | conical | painted | Yes |  |  | 32.0 U/min | 67 m/s | DWT | 1:48 | 1,520.0 U/min | 19.0 t | 51.0 t | 47.0 t | 117.0 t | 11.0 t | 1987 | 2.7 t
354 | 354 | 354 | 354 | 354 | 354 | 354 | Danish Wind Turbines 22 kW - 22,00 kW - Wind turbine | https://en.wind-turbine-models.com/turbines/1393-danish-wind-turbines-22-kw | 1 | 22.0 kW | - |  |  | 10.7 m | 90.0 m² | 3 | 244.4 W/m² | 4.1 m²/kW | AeroStar 5 |  | 1 | 380.0 V | thyristors | 50 Hz | 12/18 m | No |  |  | fiberglass reinforced polyester |  | hot galvanized | Yes |  |  | 73.0 U/min | 41 m/s | alternegy a/s
355 | 355 | 355 | 355 | 355 | 355 | 355 | Danish Wind Turbines 33 kW - 33,00 kW - Wind turbine | https://en.wind-turbine-models.com/turbines/1396-danish-wind-turbines-33-kw | 1 | 33.0 kW | - |  |  | 10.7 m | 90.0 m² | 3 | 366.7 W/m² | 2.7 m²/kW | AeroStar 5 |  | 1 | 440.0 V | thyristors | 60.0 Hz | 12/18 m | No |  |  | fiberglass reinforced polyester |  | hot galvanized | Yes |  |  | 80.0 U/min | 45 m/s | alternegy a/s
356 | 356 | 356 | 356 | 356 | 356 | 356 | Danish Wind Turbines 60 kW - 60,00 kW - Wind turbine | https://en.wind-turbine-models.com/turbines/1394-danish-wind-turbines-60-kw | 1 | 60.0 kW | - |  |  | 16.3 m | 208.0 m² | 3 | 288.5 W/m² | 3.5 m²/kW | AeroStar 7.5 |  | 2 | 380.0 V | thyristors | 50 Hz | 18/24 m | No |  |  | fiberglass reinforced polyester |  | hot galvanized | Yes |  |  | 47.0 U/min | 40 m/s | alternegy a/s
357 | 357 | 357 | 357 | 357 | 357 | 357 | Danish Wind Turbines 75 kW Lolland - 75,00 kW - Wind turbine | https://en.wind-turbine-models.com/turbines/314-danish-wind-turbines-75-kw-lolland | 1 | 75.0 kW | - |  |  | 15.3 m | 184.0 m² | 3 | 407.6 W/m² | 2.5 m²/kW | AeroStar 7.5 |  | 2 | 440.0 V | thyristors | 60.0 Hz | 18/24 m | No |  |  | fiberglass reinforced polyester |  | hot galvanized | Yes |  |  | 49.0 U/min | 39 m/s | alternegy a/s
358 | 358 | 358 | 358 | 358 | 358 | 358 | Danish Wind Turbines 100 kW - 100,00 kW - Wind turbine | https://en.wind-turbine-models.com/turbines/1395-danish-wind-turbines-100-kw | 1 | 100.0 kW | - |  |  | 20.6 m | 333.0 m² | 3 | 300.3 W/m² | 3.3 m²/kW | AeroStar 10 |  | 2 | 380.0 V | thyristors | 50.0 Hz | 18/24 m | No |  |  | fiberglass reinforced polyester |  | hot galvanized | Yes |  |  | 36.0 U/min | 39 m/s | alternegy a/s
359 | 359 | 359 | 359 | 359 | 359 | 359 | Danish Wind Turbines 120 kW - 120,00 kW - Wind turbine | https://en.wind-turbine-models.com/turbines/1397-danish-wind-turbines-120-kw | 1 | 120.0 kW | - |  |  | 20.6 m | 333.0 m² | 3 | 360.4 W/m² | 2.8 m²/kW | AeroStar 10 |  | 2 | 440.0 V | thyristors | 60.0 Hz | 18/24 m | No |  |  | fiberglass reinforced polyester |  | hot galvanized | Yes |  |  | 39.0 U/min | 42 m/s | alternegy a/s
360 | 360 | 360 | 360 | 360 | 360 | 360 | DANmark 11 - 22,00 kW - Wind turbine | https://en.wind-turbine-models.com/turbines/231-danmark-11 | 1 | 22.0 kW | - |  |  | 11.0 m | 95.0 m² | 3 | 231.6 W/m² | 4.3 m²/kW | Lattice | [6 empty] | No | [5 empty] | Yes
361 | 361 | 361 | 361 | 361 | 361 | 361 | DANmark 17 - 75,00 kW - Wind turbine | https://en.wind-turbine-models.com/turbines/232-danmark-17 | 1 | 75.0 kW | - |  |  | 17.0 m | 227.0 m² | 3 | 330.4 W/m² | 3.0 m²/kW | LM 8 | [5 empty] | 24.0 m | No |  |  | GFRP |  |  | Yes |  |  | 50.0 U/min | 45 m/s | LM Wind Power
362 | 362 | 362 | 362 | 362 | 362 | 362 | DANmark 27 - 150,00 kW - Wind turbine | https://en.wind-turbine-models.com/turbines/233-danmark-27 | 1 | 150.0 kW | - |  |  | 27.0 m |  |  | 0.0 W/m² | 0.0 m²/kW | [7 empty] | No | [5 empty] | Yes
363 | 363 | 363 | 363 | 363 | 363 | 363 | DANmark DK 36-500 - 525,00 kW - Wind turbine | https://en.wind-turbine-models.com/turbines/999-danmark-dk-36-500 | 1 | 525.0 kW | - | 4.0 m/s | 16.0 m/s | 36.0 m | 1,018.0 m² | 3 | 515.7 W/m² | 1.9 m²/kW | LM 17 | 3 | 1 | 400.0 V |  | 50 Hz | 41 m | No | 25.0 m/s | 67.0 m/s | GFRP | conical | painted | Yes |  |  | 31.0 U/min | 58 m/s | LM Glasfieber | 1:49 | 1,500.0 U/min | 7.8 t | 24.0 t | 26.0 t | 58.0 t | 3.0 t |  | 1.6 t
364 | 364 | 364 | 364 | 364 | 364 | 364 | DANREGN Bonus 22 - 22,00 kW - Wind turbine | https://en.wind-turbine-models.com/turbines/2364-danregn-bonus-22 | 1 | 22.0 kW | - | 3.0 m/s | 13.0 m/s | 10.0 m | 78.5 m² | 3 | 280.3 W/m² | 3.6 m²/kW | Økær 5 | 2 | 1 | 400.0 V | thyristors | 50 Hz | 18 / 24 m | No | 28.0 m/s | 67.0 m/s | fiberglass | tapering | galvanized | Yes |  |  |  |  | Økær |  | 1,500.0 U/min | [5 empty] | 1979
365 | 365 | 365 | 365 | 365 | 365 | 365 | DANREGN Bonus 30 - 30,00 kW - Wind turbine | https://en.wind-turbine-models.com/turbines/185-danregn-bonus-30 | 1 | 30.0 kW | - | 4.0 m/s | 18.0 m/s | 11.0 m | 95.0 m² | 3 | 315.8 W/m² | 3.2 m²/kW | Økær 5 | 2 | 1 | 400.0 V | thyristors | 50 Hz | 18.0 / 24 m | No | 25.0 m/s | 67.0 m/s | fiberglass | tapering | galvanized | Yes |  |  |  |  | Økær |  | 1,500.0 U/min | [5 empty] | 1980
366 | 366 | 366 | 366 | 366 | 366 | 366 | DANREGN Bonus 55 - 55,00 kW - Wind turbine | https://en.wind-turbine-models.com/turbines/184-danregn-bonus-55 | 1 | 55.0 kW | - | 3.0 m/s | 13.0 m/s | 16.2 m | 207.0 m² | 3 | 265.7 W/m² | 3.8 m²/kW | AeroStar 7.5 | 2 | 1 | 415.0 V | thyristors | 50 Hz | 24 m | No | 28.0 m/s | 67.0 m/s | fiberglass | tapering | galvanized | Yes |  |  |  |  | AeroStar |  | 1,500.0 U/min | [5 empty] | 1982
367 | 367 | 367 | 367 | 367 | 367 | 367 | DANREGN Bonus 65 - 65,00 kW - Wind turbine | https://en.wind-turbine-models.com/turbines/591-danregn-bonus-65 | 1 | 65.0 kW | - | 3.0 m/s | 13.0 m/s | 15.2 m | 181.0 m² | 3 | 359.1 W/m² | 2.8 m²/kW | AeroStar 7.5 | 2 | 2 | 400.0 V | thyristors | 60 Hz | 24 m | No | 28.0 m/s | 67.0 m/s | fiberglass | tapering | Hot-dip galvanized | Yes |  |  |  |  | AeroStar |  | 1,016.0 U/min | [5 empty] | 1982
368 | 368 | 368 | 368 | 368 | 368 | 368 | DANREGN Bonus 95 - 95,00 kW - Wind turbine | https://en.wind-turbine-models.com/turbines/186-danregn-bonus-95 | 1 | 95.0 kW | - | 3.0 m/s | 13.0 m/s | 19.4 m | 296.0 m² | 3 | 320.9 W/m² | 3.1 m²/kW | AeroStar 9 | 2 | 2 | 415.0 V | thyristors | 50 Hz | 24.5 m | No | 28.0 m/s | 67.0 m/s | Fiberglass reinforced polyester | tapering | galvanized | Yes |  |  |  |  | AeroStar |  | 1,500.0 U/min | [5 empty] | 1985
369 | 369 | 369 | 369 | 369 | 369 | 369 | DANREGN Bonus 100 - 100,00 kW - Wind turbine | https://en.wind-turbine-models.com/turbines/2363-danregn-bonus-100 | 1 | 100.0 kW | - | 3.0 m/s | 12.0 m/s | 19.4 m | 296.0 m² | 3 | 337.8 W/m² | 3.0 m²/kW | Aerostar 9 | 2 | 1 | 400.0 V | thyristors | 50 Hz | 24.5 m | No | 28.0 m/s | 67.0 m/s | Fiberglass reinforced polyester |  |  | Yes |  |  |  |  | AeroStar |  | 1,500.0 U/min
370 | 370 | 370 | 370 | 370 | 370 | 370 | Dansk Vindkraft Indu GIROMIL DVI 15/2 - 15,00 kW - Wind turbine | https://en.wind-turbine-models.com/turbines/2365-dansk-vindkraft-indu-giromil-dvi-15-2 | 1 | 15.0 kW | - | 5.0 m/s | 14.0 m/s | 9.0 m | 49.0 m² | 3 | 306.1 W/m² | 3.3 m²/kW | NACA 0015 | 2 | 1 | 380.0 V |  |  | 9.95 m | No | 25.0 m/s | 40.0 m/s | aluminium | cylindrical | coated | Yes |  |  | 50.0 U/min | 24 m/s |  | 1:30 | 1,500.0 U/min |  |  |  | 4.5 t |  | 1979
371 | 371 | 371 | 371 | 371 | 371 | 371 | Danwin Danwin 23 - 180,00 kW - Wind turbine | https://en.wind-turbine-models.com/turbines/221-danwin-danwin-23 | 1 | 180.0 kW | - | 5.0 m/s | 13.0 m/s | 23.2 m | 423.0 m² | 3 | 425.5 W/m² | 2.4 m²/kW | 10.52m |  |  | 400.0 V | thyristors | 50.0 Hz | 30.0 m | No | 25.0 m/s |  | GRP | conical | painted | Yes |  |  | 42.8 U/min | 52 m/s |  | 1:35 | 1,500.0 U/min | 3.0 t | 5.9 t | 10.4 t | 19.3 t | 0.9 t |  | 0.7 t
372 | 372 | 372 | 372 | 372 | 372 | 372 | Danwin Danwin 23/160 - 160,00 kW - Wind turbine | https://en.wind-turbine-models.com/turbines/599-danwin-danwin-23-160 | 1 | 160.0 kW | - | 4.0 m/s | 13.0 m/s | 23.0 m | 415.0 m² | 3 | 385.5 W/m² | 2.6 m²/kW | LM 11 |  | 1 | 480.0 V | Thyristor | 60 Hz | 22.5/23 m | No | 25.0 m/s | 67.0 m/s | GFK | conical | painted | Yes |  |  | 42.0 U/min | 51 m/s | LM Glasfieber |  | 1,800.0 U/min | 5.0 t | 7.5 t | 13.0 t | 25.5 t
373 | 373 | 373 | 373 | 373 | 373 | 373 | Danwin Danwin 24/150 - 150,00 kW - Wind turbine | https://en.wind-turbine-models.com/turbines/222-danwin-danwin-24-150 | 1 | 150.0 kW | - | 3.0 m/s | 14.0 m/s | 24.0 m | 452.0 m² | 3 | 331.9 W/m² | 3.0 m²/kW | LM 11 with 63.200 NACA | 3 | 1 | 690.0 V | thyristors | 50/60 Hz | 30 m | No | 25.0 m/s | 67.0 m/s | GFRP | conical | painted | Yes |  |  |  |  | LM WindPower |  | 1,500.0 U/min | [5 empty] | 1988 | 0.7 t
374 | 374 | 374 | 374 | 374 | 374 | 374 | Danwin Danwin 24/180 - 180,00 kW - Wind turbine | https://en.wind-turbine-models.com/turbines/1470-danwin-danwin-24-180 | 1 | 180.0 kW | - | 4.0 m/s | 12.0 m/s | 24.0 m | 452.0 m² | 3 | 398.2 W/m² | 2.5 m²/kW | 10.52 |  |  | 400.0 V |  | 50 Hz | 30 m | No | 25.0 m/s |  | GFRP | conical | painted | Yes |  |  | 40.0 U/min | 50 m/s |  | 1:35 | 1,500.0 U/min | 3.0 t | 5.9 t | 10.4 t | 19.7 t | 1.3 t |  | 0.7 t
375 | 375 | 375 | 375 | 375 | 375 | 375 | Danwin Danwin 24/200 - 200,00 kW - Wind turbine | https://en.wind-turbine-models.com/turbines/223-danwin-danwin-24-200 | 1 | 200.0 kW | - | 4.0 m/s |  | 24.0 m | 453.0 m² | 3 | 441.5 W/m² | 2.3 m²/kW | spur | 3 | 1 | 690.0 V | thyristors | 50 Hz | 30 / 40 m | No | 25.0 m/s |  |  | conical | coated | Yes | [6 empty] | 1,500.0 U/min |  | 7.6 t | 13.3 t
376 | 376 | 376 | 376 | 376 | 376 | 376 | Danwin Danwin 27/225 - 225,00 kW - Wind turbine | https://en.wind-turbine-models.com/turbines/1642-danwin-danwin-27-225 | 1 | 225.0 kW | - | 4.0 m/s | 14.0 m/s | 27.0 m | 573.0 m² | 3 | 392.7 W/m² | 2.5 m²/kW | LM | 3 | 1 | 400.0 V | thyristor | 50 Hz | 30/39 m | No | 25.0 m/s | 67.0 m/s | GFRP | conical | painted | Yes |  |  | 37.8 U/min | 53 m/s | LM Glasfiber | 1:40 | 1,500.0 U/min | 3.5 t | 7.6 t | 13.3 t | 25.0 t |  |  | 0.8 t
377 | 377 | 377 | 377 | 377 | 377 | 377 | DDIS DDIS60 - 800,00 kW - Wind turbine | https://en.wind-turbine-models.com/turbines/568-ddis-ddis60 | 1 | 800.0 kW | - | 3.0 m/s | 10.3 m/s | 60.0 m | 2,830.0 m² | 3 | 282.7 W/m² | 3.5 m²/kW | EU 60.1400 |  | 1 | 690.0 V | IGBT | 50.0 Hz | 50/60 m | No | 20.0 m/s |  | GFRP | conical | painted | Yes |  | IIIa | 26.6 U/min | 84 m/s | DDIS |  |  | 20.0 t | 25.0 t
378 | 378 | 378 | 378 | 378 | 378 | 378 | DeimosWind DT 2160 - 60,00 kW - Wind turbine | https://en.wind-turbine-models.com/turbines/705-deimoswind-dt-2160 | 1 | 60.0 kW | - | 3.0 m/s | 8.5 m/s | 21.5 m | 362.0 m² | 3 | 165.7 W/m² | 6.0 m²/kW | Down wind | 4 | 1 | 400.0 V | Direct | 50/60 Hz | 30-60 m | No | 25.0 m/s | 70.0 m/s | Reinforced kevlar | Cone - stage | high thickness Zn bath | Yes |  |  | 48.0 U/min | 54 m/s | Deimos Wind | 1:34 | 1,530.0 U/min | 1.5 t | 3.5 t | 8.5 t | 13.5 t | 0.3 t |  | 0.4 t
379 | 379 | 379 | 379 | 379 | 379 | 379 | DeimosWind DT 2169 - 60,00 kW - Wind turbine | https://en.wind-turbine-models.com/turbines/702-deimoswind-dt-2169 | 1 | 60.0 kW | - | 3.2 m/s | 8.5 m/s | 21.5 m | 362.0 m² | 3 | 165.7 W/m² | 6.0 m²/kW | Naca | 4 | 1 | 400.0 V | Direct | 50/60 Hz | 30-60 m | No | 25.0 m/s | 70.0 m/s | Fiberglass & Kevlar | Cone | high thickness Zn bath | Yes |  |  | 48.0 U/min | 54 m/s | Deimos Wind | 1:35 | 1,530.0 U/min | 1.5 t | 3.5 t | 8.5 t | 13.5 t | 0.3 t |  | 0.4 t
380 | 380 | 380 | 380 | 380 | 380 | 380 | Delta Energy Delta 150 - 150,00 kW - Wind turbine | https://en.wind-turbine-models.com/turbines/1978-delta-energy-delta-150 | 1 | 150.0 kW | - | [5 empty] | 0.0 W/m² | 0.0 m²/kW | induction |  |  | 480.0 V |  |  |  | No | [5 empty] | Yes
381 | 381 | 381 | 381 | 381 | 381 | 381 | Dencon 80/17 - 80,00 kW - Wind turbine | https://en.wind-turbine-models.com/turbines/2351-dencon-80-17 | 1 | 80.0 kW | 15.0 - 80.0 kW | 3.0 m/s | 12.0 m/s | 17.0 m | 227.0 m² | 3 | 352.4 W/m² | 2.8 m²/kW | NACA 63-2 | 2 | 2 | 415.0 V | thyristors | 50 Hz | 23 m | No | 23.0 m/s | - | fiberglass |  |  | Yes |  |  | 48.4 U/min | 43 m/s | LM Glasfiber | 1:21 | 1,016.0 U/min | 1.2 t |  | 7.0 t |  | 0.4 t |  | 0.3 t
382 | 382 | 382 | 382 | 382 | 382 | 382 | Dencon 95/17 - 95,00 kW - Wind turbine | https://en.wind-turbine-models.com/turbines/2350-dencon-95-17 | 1 | 95.0 kW | - | 3.0 m/s | 12.0 m/s | 17.0 m | 227.0 m² | 3 | 418.5 W/m² | 2.4 m²/kW | NACA 63-2 | 2 | 2 | 480.0 V | thyristors | 60 Hz | 23 m | No | 23.0 m/s |  | Fiberglass | conical | coated | Yes |  |  | 48.4 U/min | 43 m/s | Aerostar | 1:21 | 1,016.0 U/min | 1.2 t |  | 3.5 t |  | 0.4 t |  | 0.3 t
383 | 383 | 383 | 383 | 383 | 383 | 383 | Dencon Tornado 200/26 - 200,00 kW - Wind turbine | https://en.wind-turbine-models.com/turbines/1876-dencon-tornado-200-26 | 1 | 200.0 kW | - | 3.0 m/s | 12.0 m/s | 25.5 m | 510.0 m² | 3 | 392.2 W/m² | 2.6 m²/kW | NACA 44 | 3 | 1 | 415.0 V | thyristor | 50 Hz | 31.5 m | No | 25.0 m/s |  | fiberglass | conical / lattice | paintet / hot dip galvanized | Yes |  |  | 34.0 U/min | 45 m/s | AeroStar | 1:30 | 1,016.0 U/min |  |  | 10.3 t |  | 0.7 t |  | 1.4 t
384 | 384 | 384 | 384 | 384 | 384 | 384 | Dencon Tornado 250/26 - 250,00 kW - Wind turbine | https://en.wind-turbine-models.com/turbines/180-dencon-tornado-250-26 | 1 | 250.0 kW | - | 3.0 m/s | 12.0 m/s | 25.5 m | 531.0 m² | 3 | 470.8 W/m² | 2.1 m²/kW | NACA 44 / AeroStar 12 | 3 | 1 | 400.0 V | thyristor | 50/60 Hz | 31.5 m | No | 25.0 m/s |  | Fiberglass | conical | painted | Yes |  |  | 34.0 U/min | 45 m/s | AeroStar | 1:30 | 1,000.0 U/min | 4.9 t |  |  |  | 0.7 t |  | 1.4 t
385 | 385 | 385 | 385 | 385 | 385 | 385 | DESA A300 - 300,00 kW - Wind turbine | https://en.wind-turbine-models.com/turbines/796-desa-a300 | 1 | 300.0 kW | - | 5.0 m/s | 12.0 m/s | 30.0 m | 755.0 m² | 3 | 397.4 W/m² | 2.5 m²/kW | 14.99 | 2 | 1 | 660.0 V | IGBT | 50 Hz | 30 m | No | 25.0 m/s | 56.0 m/s | GFRP | conical | painted | Yes |  |  | 43.2 U/min | 68 m/s | Flender | 1:35 | 1,500.0 U/min |  | 12.8 t | 14.5 t
386 | 386 | 386 | 386 | 386 | 386 | 386 | DESA A600 - 600,00 kW - Wind turbine | https://en.wind-turbine-models.com/turbines/797-desa-a600 | 1 | 600.0 kW | - | [5 empty] | 0.0 W/m² | 0.0 m²/kW | [7 empty] | No | [5 empty] | Yes
387 | 387 | 387 | 387 | 387 | 387 | 387 | desconocido desconocido - Wind turbine | https://en.wind-turbine-models.com/turbines/974-desconocido-desconocido | 1 | - | [6 empty] | 0.0 W/m² | 0.0 m²/kW | [7 empty] | No | [5 empty] | Yes
388 | 388 | 388 | 388 | 388 | 388 | 388 | DFVLR DEBRA-25 - 100,00 kW - Wind turbine | https://en.wind-turbine-models.com/turbines/429-dfvlr-debra-25 | 1 | 100.0 kW | - |  |  | 25.0 m | 491.0 m² | 3 | 203.7 W/m² | 4.9 m²/kW | DFVLR-25 |  | 2 | 690.0 V | Thyristor | 50 Hz | 22 m | No |  |  | GFRP | tube with steel cables | painted | Yes |  |  | 50.0 U/min | 65 m/s | Aeroconstruct | [7 empty] | 1988 | 0.3 t
389 | 389 | 389 | 389 | 389 | 389 | 389 | DeWind D4 41/500 - 500,00 kW - Wind turbine | https://en.wind-turbine-models.com/turbines/413-dewind-d4-41-500 | 1 | 500.0 kW | - | 2.5 m/s | 13.0 m/s | 41.0 m | 1,320.0 m² | 3 | 378.8 W/m² | 2.6 m²/kW | RL 41 | 3 | 1 | 690.0 V | IGBT | 50 Hz | 55.0 m | No | 25.0 m/s | 70.0 m/s | GFK | conical | painted | Yes |  |  | 30.0 U/min | 64 m/s | Rotorline | 1:52 | 1,500.0 U/min |  | 24.0 t | 50.0 t |  |  |  | 1.7 t
390 | 390 | 390 | 390 | 390 | 390 | 390 | DeWind D4 46/600 - 600,00 kW - Wind turbine | https://en.wind-turbine-models.com/turbines/731-dewind-d4-46-600 | 1 | 600.0 kW | - | 2.5 m/s | 11.5 m/s | 46.0 m | 1,661.9 m² | 3 | 361.0 W/m² | 2.8 m²/kW | LM/APX | 3 | 1 | 690.0 V | IGBT | 50 Hz | 55/60/70 m | No | 19.0 m/s | 48.2 m/s | GFK | conical | painted | Yes |  |  | 29.2 U/min | 70 m/s | LM Glasfieber/Aerpac | 1:45 | 1,500.0 U/min | 11.5 t | 24.0 t | 63.0 t | 98.5 t | 2.5 t | 1998 | 3.0 t
391 | 391 | 391 | 391 | 391 | 391 | 391 | DeWind D4 48/600 - 600,00 kW - Wind turbine | https://en.wind-turbine-models.com/turbines/388-dewind-d4-48-600 | 1 | 600.0 kW | - | 2.5 m/s | 11.5 m/s | 48.0 m | 1,808.0 m² | 3 | 331.9 W/m² | 3.0 m²/kW | LM/APX/NOI/R48 | 3 | 1 | 690.0 V | IGBT | 50.0 Hz | 60/70 m | No | 19.0 m/s | 60.0 m/s | GFK | conical | painted | Yes |  |  | 29.2 U/min | 73 m/s | LM/APX/NOI/Rotorline | 1:45 | 1,330.0 U/min | 11.5 t | 24.0 t | 63.0 t | 100.0 t | 5.0 t |  | 2.0 t
392 | 392 | 392 | 392 | 392 | 392 | 392 | DeWind D6 62/1250 - 1,25 MW - Wind turbine | https://en.wind-turbine-models.com/turbines/4-dewind-d6-62-1250 | 1 | 1,250.0 kW | - | 2.8 m/s | 12.5 m/s | 62.3 m | 3,019.0 m² | 3 | 414.0 W/m² | 2.4 m²/kW | LM 29 | 3 | 1 | 690.0 V | IGBT | 50 Hz | 65.6 m | No | 25.0 m/s | 60.0 m/s | GFK / Epoxy | conical | painted | Yes |  |  | 26.1 U/min | 85 m/s | LM Glasfieber | 1:52 | 1,000.0 U/min | 30.0 t | 44.0 t | 72.0 t
393 | 393 | 393 | 393 | 393 | 393 | 393 | DeWind D6 62/1000 - 1,00 MW - Wind turbine | https://en.wind-turbine-models.com/turbines/252-dewind-d6-62-1000 | 1 | 1,000.0 kW | - | 2.5 m/s | 11.5 m/s | 62.0 m | 3,019.0 m² | 3 | 331.2 W/m² | 3.0 m²/kW | LM 29 | 3 | 1 | 690.0 V | IGBT | 50 Hz | 68.5 / 91.5 m | No | 23.0 m/s | 60.0 m/s | GFK | conical | painted | Yes |  |  | 25.2 U/min | 82 m/s | LM Glasfieber | 1:54 | 1,000.0 U/min | 30.0 t | 44.0 t | 120.0 t | 194.0 t | 12.0 t | 1999 | 6.0 t
394 | 394 | 394 | 394 | 394 | 394 | 394 | DeWind D6 64/1250 - 1,25 MW - Wind turbine | https://en.wind-turbine-models.com/turbines/399-dewind-d6-64-1250 | 1 | 1,250.0 kW | - | 2.5 m/s | 12.3 m/s | 64.3 m | 3,217.0 m² | 3 | 388.6 W/m² | 2.6 m²/kW | LM | 3 | 1 | 690.0 V | IGBT | 50 Hz | 68/91.5 m | No | 25.0 m/s | 60.0 m/s | GFK / Epoxy | conical | painted | Yes |  |  | 24.8 U/min | 83 m/s | LM Glasfieber/ Bonus | 1:54 | 1,000.0 U/min | 30.0 t | 44.0 t | 116.0 t
395 | 395 | 395 | 395 | 395 | 395 | 395 | DeWind D8 - 2,00 MW - Wind turbine | https://en.wind-turbine-models.com/turbines/1010-dewind-d8 | 1 | 2,000.0 kW | - | 3.0 m/s | 13.5 m/s | 80.0 m | 5,027.0 m² | 3 | 397.9 W/m² | 2.5 m²/kW | DW80 | 3 | 1 | 690.0 V | IGBT | 50 Hz | 80/100 m | No | 25.0 m/s | 57.4 m/s | GFK/CFK | conical | painted | Yes |  |  | 20.7 U/min | 87 m/s | Polymarin | 1:94 | 1,500.0 U/min | 35.0 t | 65.0 t | 160.0 t | 260.0 t
396 | 396 | 396 | 396 | 396 | 396 | 396 | DeWind D8.2 WinDrive® - 2,00 MW - Wind turbine | https://en.wind-turbine-models.com/turbines/85-dewind-d8.2-windrive | 1 | 2,000.0 kW | - | 4.9 m/s | 15.0 m/s | 80.0 m | 5,026.0 m² |  | 397.9 W/m² | 2.5 m²/kW | combined spur / planetary gear WinDrive |  |  | 10.0 V | synchronous 4 pole |  | 100 m | No | 25.0 m/s |  |  |  |  | Yes |  |  | 18.0 U/min | 75 m/s |  |  |  |  | 73.0 t | 155.0 t
397 | 397 | 397 | 397 | 397 | 397 | 397 | DeWind D9.1 - 2,00 MW - Wind turbine | https://en.wind-turbine-models.com/turbines/910-dewind-d9.1 | 1 | 2,000.0 kW | - | 3.0 m/s | 12.0 m/s | 93.0 m | 6,792.9 m² | 3 | 294.4 W/m² | 3.4 m²/kW | spur/planetary | 3.0 | 1 | 690.0 V | IGBT | 50/60 Hz | 80 / 100 m | No | 25.0 m/s | 60.0 m/s | GFK und CFK | conical | painted | Yes |  | IIa | 15.7 U/min | 76 m/s | DeWind | 1:108 | 1,700.0 U/min |  | 73.0 t |  | 185.0 t |  |  | 8.5 t
398 | 398 | 398 | 398 | 398 | 398 | 398 | DeWind D9.2 WinDrive® - 2,00 MW - Wind turbine | https://en.wind-turbine-models.com/turbines/911-dewind-d9.2-windrive | 1 | 2,000.0 kW | - | 4.9 m/s | 12.0 m/s | 93.0 m | 6,792.9 m² | 3 | 294.4 W/m² | 3.4 m²/kW | kombiniertes Planeten-/ Stirnrad Getriebe. hydrodynamisches WinDrive (variabel) | 2.0 | 1 | 13,800.0 V | Umrichter | 60 Hz | 80 / 100 m | No | 25.0 m/s | 60.0 m/s | GFK und CFK | rund | gestrichen | Yes |  |  | 16.3 U/min | 79 m/s | DeWind | 1:29 | 1,800.0 U/min
399 | 399 | 399 | 399 | 399 | 399 | 399 | DIMA DW 44-500/53 - 500,00 kW - Wind turbine | https://en.wind-turbine-models.com/turbines/1176-dima-dw-44-500-53 | 1 | 500.0 kW | - | 4.0 m/s | 12.4 m/s | 44.0 m | 1,530.0 m² | 2 | 326.8 W/m² | 3.1 m²/kW | NW44 | 3.0 | 1 | 690.0 V | thyristors | 50 Hz | 52 m | No | 25.0 m/s | 70.0 m/s | GFRP | conical | painted | Yes |  |  | 33.8 U/min | 78 m/s | Abeking & Rasmussen | 1:46 | 1,537.5 U/min |  | 20.1 t | 56.3 t
400 | 400 | 400 | 400 | 400 | 400 | 400 | DIRECTTECH WINDTRACKER 20 - 20,00 kW - Wind turbine | https://en.wind-turbine-models.com/turbines/1407-directtech-windtracker-20 | 1 | 20.0 kW | - | 2.0 m/s | 17.0 m/s | 10.0 m | 20.0 m² | 6 | 1,000.0 W/m² | 1.0 m²/kW | direct drive |  | 1 | 230.0 V | inverters | 50 Hz | 10 m | No | 25.0 m/s | 52.0 m/s | steel | cylindrical | painted | Yes
401 | 401 | 401 | 401 | 401 | 401 | 401 | Dongfang DF70-1500 direct drive - 1,50 MW - Wind turbine | https://en.wind-turbine-models.com/turbines/2204-dongfang-df70-1500-direct-drive | 1 | 1,500.0 kW | - |  |  | 70.0 m | 3,848.0 m² | 3 | 389.8 W/m² | 2.6 m²/kW | direct drive |  | 1 |  |  | 50/60 Hz | 65 / 70 / 80 m | No |  |  | glass-fibre reinforced epoxy | conical | coated | Yes |  | IIa |  |  | DEC
402 | 402 | 402 | 402 | 402 | 402 | 402 | Dongfang FD70-1500 geared - 1,50 MW - Wind turbine | https://en.wind-turbine-models.com/turbines/2220-dongfang-fd70-1500-geared | 1 | 1,500.0 kW | - | 3.5 m/s | 11.5 m/s | 70.0 m | 3,850.0 m² | 3 | 389.6 W/m² | 2.6 m²/kW | 34m | 3.0 | 1 | 690.0 V | IGBT | 50/60 Hz | 65 m | No | 25.0 m/s | 70.0 m/s | glass-fibre reinforced epoxy | conical | coated | Yes |  | Ia | 19.0 U/min | 70 m/s | LM Glasfieber A/S | 1:95 | 1,500.0 U/min
403 | 403 | 403 | 403 | 403 | 403 | 403 | Dongfang DF77-1500 direct drive - 1,50 MW - Wind turbine | https://en.wind-turbine-models.com/turbines/2205-dongfang-df77-1500-direct-drive | 1 | 1,500.0 kW | - |  |  | 77.0 m | 4,657.0 m² | 3 | 322.1 W/m² | 3.1 m²/kW | direct drive |  | 1 |  | IGBT | 50/60 Hz | 65 / 70 / 80 m | No |  |  | glass-fibre reinforced epoxy | conical | coated | Yes |  | Ia |  |  | DEC
404 | 404 | 404 | 404 | 404 | 404 | 404 | Dongfang FD77-1500 geared - 1,50 MW - Wind turbine | https://en.wind-turbine-models.com/turbines/2221-dongfang-fd77-1500-geared | 1 | 1,500.0 kW | - | 3.5 m/s | 11.5 m/s | 77.0 m | 4,657.0 m² | 3 | 322.1 W/m² | 3.1 m²/kW | 37m LM37.3 | 3.0 | 1 | 690.0 V | IGBT | 50/60 Hz | 65 / 70 m | No | 25.0 m/s | 59.5 m/s | glass-fibre reinforced epoxy | conical | coated | Yes |  | IIa | 17.3 U/min | 70 m/s | LM Glasfieber A/S | 1:104 | 1,800.0 U/min | 31.5 t | 55.0 t |  |  | 15.0 t |  | 5.5 t
405 | 405 | 405 | 405 | 405 | 405 | 405 | Dongfang DF82-1500 direct drive - 1,50 MW - Wind turbine | https://en.wind-turbine-models.com/turbines/2198-dongfang-df82-1500-direct-drive | 1 | 1,500.0 kW | - | 3.0 m/s | 10.5 m/s | 82.0 m | 5,281.0 m² | 3 | 284.0 W/m² | 3.5 m²/kW | 40.3m |  | 1 |  | IGBT | 50/60 Hz | 70/80 m | No | 25.0 m/s | 52.5 m/s |  | conical | coated | Yes |  | IIIa |  |  | DEC
406 | 406 | 406 | 406 | 406 | 406 | 406 | Dongfang FD82-1500 geared - 1,50 MW - Wind turbine | https://en.wind-turbine-models.com/turbines/2222-dongfang-fd82-1500-geared | 1 | 1,500.0 kW | - | 3.0 m/s | 10.5 m/s | 82.0 m | 5,281.0 m² | 3 | 284.0 W/m² | 3.5 m²/kW | 40.25m | 3.0 | 1 | 690.0 V | IGBT | 50 Hz | 70 / 85 m | No | 25.0 m/s | 52.5 m/s | glass-fibre reinforced epoxy | conical | coated | Yes |  | IIIa |  |  | DEC |  | 1,800.0 U/min
407 | 407 | 407 | 407 | 407 | 407 | 407 | Dongfang DF87-1500 direct drive - 1,50 MW - Wind turbine | https://en.wind-turbine-models.com/turbines/2199-dongfang-df87-1500-direct-drive | 1 | 1,500.0 kW | - | 3.0 m/s | 10.0 m/s | 87.0 m | 5,945.0 m² | 3 | 252.3 W/m² | 4.0 m²/kW | 42.8m |  | 1 |  | IGBT | 50/60 Hz | 70/80 m | No | 22.0 m/s | 52.5 m/s |  | conical | coated | Yes |  | IIIb |  |  | DEC
408 | 408 | 408 | 408 | 408 | 408 | 408 | Dongfang FD87-1500 geared - 1,50 MW - Wind turbine | https://en.wind-turbine-models.com/turbines/2223-dongfang-fd87-1500-geared | 1 | 1,500.0 kW | - | 3.0 m/s | 10.0 m/s | 87.0 m | 5,945.0 m² | 3 | 252.3 W/m² | 4.0 m²/kW | 42.3m | 3.0 | 1 | 690.0 V | IGBT | 50 Hz | 70 / 85 m | No | 25.0 m/s | 70.0 m/s | glass-fibre reinforced epoxy | conical | coated | Yes |  | IIa |  |  | DEC |  | 1,800.0 U/min
409 | 409 | 409 | 409 | 409 | 409 | 409 | Dongfang FD87-2000 geared - 2,00 MW - Wind turbine | https://en.wind-turbine-models.com/turbines/2227-dongfang-fd87-2000-geared | 1 | 2,000.0 kW | - | 3.5 m/s | 11.0 m/s | 87.0 m | 5,945.0 m² | 3 | 336.4 W/m² | 3.0 m²/kW | 42.2m | 3.0 | 1 | 690.0 V | IGBT | 50 Hz | 69 m | No | 25.0 m/s | 70.0 m/s | glass-fibre reinforced epoxy | conical | coated | Yes |  | IIa |  |  | DEC |  | 1,800.0 U/min
410 | 410 | 410 | 410 | 410 | 410 | 410 | Dongfang FD89-1500 geared - 1,50 MW - Wind turbine | https://en.wind-turbine-models.com/turbines/2224-dongfang-fd89-1500-geared | 1 | 1,500.0 kW | - | 3.0 m/s | 10.0 m/s | 89.0 m | 6,221.0 m² | 3 | 241.1 W/m² | 4.1 m²/kW | 43.5m | 3.0 | 1 | 690.0 V | IGBT | 50 Hz | 70 / 85 m | No | 20.0 m/s | 52.2 m/s | glass-fibre reinforced epoxy | conical | coated | Yes |  | IIIb |  |  | DEC |  | 1,800.0 U/min
411 | 411 | 411 | 411 | 411 | 411 | 411 | Dongfang DF93-1500 direct drive - 1,50 MW - Wind turbine | https://en.wind-turbine-models.com/turbines/2200-dongfang-df93-1500-direct-drive | 1 | 1,500.0 kW | - | 3.0 m/s | 10.0 m/s | 93.0 m | 6,793.0 m² | 3 | 220.8 W/m² | 4.5 m²/kW | 45.2m |  | 1 |  | IGBT | 50/60 Hz | 70/80 m | No | 22.0 m/s | 52.5 m/s |  | conical | coated | Yes |  | IIIb |  |  | DEC
412 | 412 | 412 | 412 | 412 | 412 | 412 | Dongfang FD93-1500 geared - 1,50 MW - Wind turbine | https://en.wind-turbine-models.com/turbines/2225-dongfang-fd93-1500-geared | 1 | 1,500.0 kW | - | 3.0 m/s | 9.5 m/s | 93.0 m | 6,793.0 m² | 3 | 220.8 W/m² | 4.5 m²/kW | 45.3m | 3.0 | 1 | 690.0 V | IGBT | 50 Hz | 69 / 80 m | No | 20.0 m/s | 52.2 m/s | glass-fibre reinforced epoxy | conical | coated | Yes |  | IIa | 15.0 U/min | 73 m/s | DEC |  | 1,800.0 U/min
413 | 413 | 413 | 413 | 413 | 413 | 413 | Dongfang FD93-2000 geared - 2,00 MW - Wind turbine | https://en.wind-turbine-models.com/turbines/2226-dongfang-fd93-2000-geared | 1 | 2,000.0 kW | - | 3.0 m/s | 11.0 m/s | 93.0 m | 6,793.0 m² | 3 | 294.4 W/m² | 3.4 m²/kW | 45.3m | 3.0 | 1 | 690.0 V | IGBT | 50 Hz | 69 / 80 m | No | 25.0 m/s | 52.2 m/s | glass-fibre reinforced epoxy | conical | coated | Yes |  | IIIa | 15.0 U/min | 73 m/s | DEC |  | 1,800.0 U/min
414 | 414 | 414 | 414 | 414 | 414 | 414 | Dongfang D2500-103 / DF103-2500 direct drive - 2,50 MW - Wind turbine | https://en.wind-turbine-models.com/turbines/2201-dongfang-d2500-103-df103-2500-direct-drive | 1 | 2,500.0 kW | - | 3.0 m/s | 11.0 m/s | 103.0 m | 8,332.0 m² | 3 | 300.0 W/m² | 3.3 m²/kW | 50.3m |  | 1 |  | IGBT | 50/60 Hz | 80/90 m | No | 25.0 m/s | 70.0 m/s |  | conical | coated | Yes |  | Ia |  |  | DEC
415 | 415 | 415 | 415 | 415 | 415 | 415 | Dongfang D2500-110 / DF110-2500 direct drive - 2,50 MW - Wind turbine | https://en.wind-turbine-models.com/turbines/2202-dongfang-d2500-110-df110-2500-direct-drive | 1 | 2,500.0 kW | - | 3.0 m/s | 10.5 m/s | 110.0 m | 9,503.0 m² | 3 | 263.1 W/m² | 3.8 m²/kW | 53.8m |  | 1 |  | IGBT | 50/60 Hz | 80/90 m | No | 25.0 m/s | 52.5 m/s |  | conical | coated | Yes |  | IIIa |  |  | DEC
416 | 416 | 416 | 416 | 416 | 416 | 416 | Dongfang D2500-121 / DF121-2500 direct drive - 2,50 MW - Wind turbine | https://en.wind-turbine-models.com/turbines/2203-dongfang-d2500-121-df121-2500-direct-drive | 1 | 2,500.0 kW | - | 3.0 m/s | 9.5 m/s | 121.0 m | 11,499.0 m² | 3 | 217.4 W/m² | 4.6 m²/kW | 59.5m |  | 1 |  | IGBT | 50/60 Hz | 90 m | No | 22.0 m/s | 52.5 m/s |  | conical | coated | Yes |  | IIIb |  |  | DEC
417 | 417 | 417 | 417 | 417 | 417 | 417 | Dongfang G2000-108 / FD108-2000 geared - 2,00 MW - Wind turbine | https://en.wind-turbine-models.com/turbines/2228-dongfang-g2000-108-fd108-2000-geared | 1 | 2,000.0 kW | - | 3.0 m/s | 9.5 m/s | 108.0 m | 9,161.0 m² | 3 | 218.3 W/m² | 4.6 m²/kW | 52.5m |  | 1 |  | converter 4-quadrant | 50/60 Hz | 85 m | No | 25.0 m/s | 59.5 m/s |  | conical | coated | Yes |  | IIa |  |  | DEC
418 | 418 | 418 | 418 | 418 | 418 | 418 | Dongfang G2000-116 / FD116-2000 geared - 2,00 MW - Wind turbine | https://en.wind-turbine-models.com/turbines/2229-dongfang-g2000-116-fd116-2000-geared | 1 | 2,000.0 kW | - | 3.0 m/s | 9.0 m/s | 116.0 m | 10,568.0 m² | 3 | 189.3 W/m² | 5.3 m²/kW | 56.6m |  | 1 |  | converter 4-quadrant | 50/60 Hz | 80 / 90 m | No | 20.0 m/s | 59.5 m/s |  | conical | coated | Yes |  | S |  |  | DEC
419 | 419 | 419 | 419 | 419 | 419 | 419 | Dongfang G2000-127 geared - 2,00 MW - Wind turbine | https://en.wind-turbine-models.com/turbines/2230-dongfang-g2000-127-geared | 1 | 2,000.0 kW | - | 3.0 m/s | 8.5 m/s | 127.0 m | 12,668.0 m² | 3 | 157.9 W/m² | 6.3 m²/kW | planetary / parallel shaft |  | 1 |  | converter 4-quadrant | 50/60 Hz | site specific m | No | 20.0 m/s | 59.5 m/s |  | conical | coated | Yes |  | S |  |  | DEC
420 | 420 | 420 | 420 | 420 | 420 | 420 | Dongfang G2200-135 geared - 2,20 MW - Wind turbine | https://en.wind-turbine-models.com/turbines/2231-dongfang-g2200-135-geared | 1 | 2,200.0 kW | - | 3.0 m/s | 9.0 m/s | 135.0 m | 14,314.0 m² | 3 | 153.7 W/m² | 6.5 m²/kW | planetary / parallel shaft |  | 1 |  | converter 4-quadrant | 50/60 Hz | site specific m | No | 20.0 m/s | 59.5 m/s |  | conical | coated | Yes |  | S |  |  | DEC
421 | 421 | 421 | 421 | 421 | 421 | 421 | Dongfang G2300-136 geared - 2,30 MW - Wind turbine | https://en.wind-turbine-models.com/turbines/2232-dongfang-g2300-136-geared | 1 | 2,300.0 kW | - | 3.0 m/s | 8.5 m/s | 116.0 m | 10,568.0 m² | 3 | 217.6 W/m² | 4.6 m²/kW | 56.6m |  | 1 |  | converter 4-quadrant | 50/60 Hz | 80 / 90 / site specific m | No | 20.0 m/s | 59.5 m/s |  | conical | coated | Yes |  | S |  |  | DEC
422 | 422 | 422 | 422 | 422 | 422 | 422 | Dongfang D2500-131 direct drive - 2,50 MW - Wind turbine | https://en.wind-turbine-models.com/turbines/2206-dongfang-d2500-131-direct-drive | 1 | 2,500.0 kW | - |  |  | 131.0 m | 13,478.0 m² | 3 | 185.5 W/m² | 5.4 m²/kW | direct drive |  | 1 |  | IGBT | 50/60 Hz |  | No | [5 empty] | Yes |  |  |  |  | DEC
423 | 423 | 423 | 423 | 423 | 423 | 423 | Dongfang D2750-148 direct drive - 2,75 MW - Wind turbine | https://en.wind-turbine-models.com/turbines/2207-dongfang-d2750-148-direct-drive | 1 | 2,750.0 kW | - |  |  | 148.0 m | 17,203.0 m² | 3 | 159.9 W/m² | 6.3 m²/kW | 72.5m B725A |  | 1 |  | IGBT | 50/60 Hz |  | No | [5 empty] | Yes |  |  |  |  | DEC
424 | 424 | 424 | 424 | 424 | 424 | 424 | Dongfang G3000-119 / FD119-3000 geared - 3,00 MW - Wind turbine | https://en.wind-turbine-models.com/turbines/2233-dongfang-g3000-119-fd119-3000-geared | 1 | 3,000.0 kW | - | 3.0 m/s | 10.5 m/s | 119.0 m | 11,122.0 m² | 3 | 269.7 W/m² | 3.7 m²/kW | 58.0m |  | 1 |  | converter 4-quadrant | 50/60 Hz | 90 / site specific m | Yes | 20.0 m/s | 52.5 m/s |  | conical | coated |  |  | IIIa |  |  | DEC
425 | 425 | 425 | 425 | 425 | 425 | 425 | Dongfang D3000-148 direct drive - 3,00 MW - Wind turbine | https://en.wind-turbine-models.com/turbines/2208-dongfang-d3000-148-direct-drive | 1 | 3,000.0 kW | - |  |  | 148.0 m | 17,203.0 m² | 3 | 174.4 W/m² | 5.7 m²/kW | 72.5m B725A |  | 1 |  | IGBT | 50/60 Hz |  | No |  |  |  | conical | coated | Yes |  |  |  |  | DEC
426 | 426 | 426 | 426 | 426 | 426 | 426 | Dongfang D3000-155 direct drive - 3,00 MW - Wind turbine | https://en.wind-turbine-models.com/turbines/2209-dongfang-d3000-155-direct-drive | 1 | 3,000.0 kW | - |  |  | 155.0 m | 18,869.0 m² | 3 | 159.0 W/m² | 6.3 m²/kW | direct drive |  | 1 |  | IGBT | 50/60 Hz |  | No |  |  |  | conical | coated | Yes |  |  |  |  | DEC
427 | 427 | 427 | 427 | 427 | 427 | 427 | Dongfang D3200-155 direct drive - 3,20 MW - Wind turbine | https://en.wind-turbine-models.com/turbines/2210-dongfang-d3200-155-direct-drive | 1 | 3,200.0 kW | - |  |  | 155.0 m | 18,869.0 m² | 3 | 169.6 W/m² | 5.9 m²/kW | direct drive |  | 1 |  | IGBT | 50/60 Hz |  | No |  |  |  | conical | coated | Yes |  |  |  |  | DEC
428 | 428 | 428 | 428 | 428 | 428 | 428 | Dongfang D3300-148 direct drive - 3,30 MW - Wind turbine | https://en.wind-turbine-models.com/turbines/2211-dongfang-d3300-148-direct-drive | 1 | 3,300.0 kW | - |  |  | 148.0 m | 17,203.0 m² | 3 | 191.8 W/m² | 5.2 m²/kW | 72.5m B725A |  | 1 |  | IGBT | 50/60 Hz |  | No |  |  |  | conical | coated | Yes |  |  |  |  | DEC
429 | 429 | 429 | 429 | 429 | 429 | 429 | Dongfang D3500-148 direct drive - 3,50 MW - Wind turbine | https://en.wind-turbine-models.com/turbines/2212-dongfang-d3500-148-direct-drive | 1 | 3,500.0 kW | - |  |  | 148.0 m | 17,203.0 m² | 3 | 203.5 W/m² | 4.9 m²/kW | 72.5m B725A |  | 1 |  | IGBT | 50/60 Hz |  | No |  |  |  | conical | coated | Yes |  |  |  |  | DEC
430 | 430 | 430 | 430 | 430 | 430 | 430 | Dongfang D3800-148 direct drive - 3,80 MW - Wind turbine | https://en.wind-turbine-models.com/turbines/2213-dongfang-d3800-148-direct-drive | 1 | 3,800.0 kW | - |  |  | 148.0 m | 17,203.0 m² | 3 | 220.9 W/m² | 4.5 m²/kW | 72.5m B725A |  | 1 |  | IGBT | 50/60 Hz |  | No |  |  |  | conical | coated | Yes |  |  |  |  | DEC
431 | 431 | 431 | 431 | 431 | 431 | 431 | Dongfang D4000-148 direct drive - 4,00 MW - Wind turbine | https://en.wind-turbine-models.com/turbines/2214-dongfang-d4000-148-direct-drive | 1 | 4,000.0 kW | - |  |  | 148.0 m | 17,203.0 m² | 3 | 232.5 W/m² | 4.3 m²/kW | 72.5m B725A |  | 1 |  | IGBT | 50/60 Hz |  | No |  |  |  | conical | coated | Yes |  |  |  |  | DEC
432 | 432 | 432 | 432 | 432 | 432 | 432 | Dongfang D4200-155 direct drive - 4,20 MW - Wind turbine | https://en.wind-turbine-models.com/turbines/2215-dongfang-d4200-155-direct-drive | 1 | 4,200.0 kW | - |  |  | 155.0 m | 18,869.0 m² | 3 | 222.6 W/m² | 4.5 m²/kW | direct drive |  | 1 |  | IGBT | 50/60 Hz |  | No |  |  |  | conical | coated | Yes |  |  |  |  | DEC
433 | 433 | 433 | 433 | 433 | 433 | 433 | Dongfang D4500-155 direct drive - 4,50 MW - Wind turbine | https://en.wind-turbine-models.com/turbines/2216-dongfang-d4500-155-direct-drive | 1 | 4,500.0 kW | - |  |  | 155.0 m | 18,869.0 m² | 3 | 238.5 W/m² | 4.2 m²/kW | direct drive |  | 1 |  | IGBT | 50/60 Hz |  | No |  |  |  | conical | coated | Yes |  |  |  |  | DEC
434 | 434 | 434 | 434 | 434 | 434 | 434 | Dongfang G5000-127 / FD127-5000 geared - 5,00 MW - Wind turbine | https://en.wind-turbine-models.com/turbines/2235-dongfang-g5000-127-fd127-5000-geared | 1 | 5,000.0 kW | - | 3.5 m/s | 12.5 m/s | 127.0 m | 12,668.0 m² | 3 | 394.7 W/m² | 2.5 m²/kW | planetary / parallel shaft |  | 1 |  | converter 4-quadrant | 50/60 Hz | 100 / site specific m | No | 25.0 m/s | 59.5 m/s |  | conical | coated | Yes |  | IIa |  |  | DEC
435 | 435 | 435 | 435 | 435 | 435 | 435 | Dongfang G5000-140 / FD140-5000 geared - 5,00 MW - Wind turbine | https://en.wind-turbine-models.com/turbines/2234-dongfang-g5000-140-fd140-5000-geared | 1 | 5,000.0 kW | - | 3.5 m/s | 11.0 m/s | 140.0 m | 15,394.0 m² | 3 | 324.8 W/m² | 3.1 m²/kW | 68.0m |  | 1 |  | IGBT 4-quadrant | 50/60 Hz | 100 / site specific m | No | 30.0 m/s | 52.5 m/s |  | conical | coated | Yes |  | IIIb |  |  | DEC
436 | 436 | 436 | 436 | 436 | 436 | 436 | Dongfang D7000-186 direct drive - 7,00 MW - Wind turbine | https://en.wind-turbine-models.com/turbines/2217-dongfang-d7000-186-direct-drive | 1 | 7,000.0 kW | - |  |  | 186.0 m | 27,172.0 m² | 3 | 257.6 W/m² | 3.9 m²/kW | 90m B900A |  | 1 |  | IGBT | 50/60 Hz |  | Yes |  |  | carbon fiber CFRP | conical | coated | [5 empty] | DEC
437 | 437 | 437 | 437 | 437 | 437 | 437 | Dongfang D8000-185 direct drive - 8,00 MW - Wind turbine | https://en.wind-turbine-models.com/turbines/2218-dongfang-d8000-185-direct-drive | 1 | 8,000.0 kW | - |  |  | 185.0 m | 26,880.0 m² | 3 | 297.6 W/m² | 3.4 m²/kW | 90m B900A |  | 1 |  | IGBT | 50/60 Hz |  | Yes |  |  | carbon fiber CFRP | conical | coated | [5 empty] | DEC
438 | 438 | 438 | 438 | 438 | 438 | 438 | Dongfang D10000-185 direct drive - 10,00 MW - Wind turbine | https://en.wind-turbine-models.com/turbines/2219-dongfang-d10000-185-direct-drive | 1 | 10,000.0 kW | - | 4.0 m/s | 11.5 m/s | 185.0 m | 26,880.0 m² | 3 | 372.0 W/m² | 2.7 m²/kW | 90m B900A |  | 1 | 12,000.0 V | IGBT | 50/60 Hz | 125 / site specific m | Yes | 30.0 m/s |  | carbon fiber CFRP | conical | coated |  |  |  | 10.0 U/min | 97 m/s | DEC
439 | 439 | 439 | 439 | 439 | 439 | 439 | Dongfang D13000-211 direct drive - 13,00 MW - Wind turbine | https://en.wind-turbine-models.com/turbines/2386-dongfang-d13000-211-direct-drive | 1 | 13,000.0 kW | 12,500.0 - 13,000.0 kW | - |  | 211.0 m | 34,967.0 m² | 3 | 371.8 W/m² | 2.7 m²/kW | direct drive |  | 1 |  | full inverter IGBT | 50/60 Hz | 130 / site specific m | Yes |  |  |  | conical | coated | [13 empty] | 2022
440 | 440 | 440 | 440 | 440 | 440 | 440 | Doosan WinDS3000/91 - 3,00 MW - Wind turbine | https://en.wind-turbine-models.com/turbines/482-doosan-winds3000-91 | 1 | 3,000.0 kW | - | 3.0 m/s | 13.0 m/s | 91.3 m | 6,539.0 m² | 3 | 458.8 W/m² | 2.2 m²/kW | 44 | 3.0 | 1 |  | IGBT | 50/60 Hz | 80 m | Yes | 25.0 m/s | 70.0 m/s | GFRP | conical | painted |  |  |  | 15.7 U/min | 75 m/s | [9 empty] | 10.0 t
441 | 441 | 441 | 441 | 441 | 441 | 441 | Doosan WinDS3000/100 - 3,00 MW - Wind turbine | https://en.wind-turbine-models.com/turbines/1847-doosan-winds3000-100 | 1 | 3,000.0 kW | - | 3.0 m/s | 12.0 m/s | 100.0 m | 7,853.0 m² | 3 | 382.0 W/m² | 2.6 m²/kW | 2 planetary / 1 parallel | 3.0 | 1 |  | full power converter | 50/60 Hz | 90 / site specific m | Yes | 25.0 m/s |  | carbon fiber | conical | painted
442 | 442 | 442 | 442 | 442 | 442 | 442 | Doosan WinDS3000/134 - 3,00 MW - Wind turbine | https://en.wind-turbine-models.com/turbines/1848-doosan-winds3000-134 | 1 | 3,000.0 kW | - | 3.0 m/s | 10.0 m/s | 134.0 m | 14,100.0 m² | 3 | 212.8 W/m² | 4.7 m²/kW | 65.5m | 3.0 | 1 |  | full power converter | 50/60 Hz | 90 / site specific m | Yes | 20.0 m/s | 59.5 m/s | carbon fiber | conical | painted |  |  | S | 10.7 U/min | 75 m/s
443 | 443 | 443 | 443 | 443 | 443 | 443 | Dornier Darrieus/Savonius 5,5 kW - 5,50 kW - Wind turbine | https://en.wind-turbine-models.com/turbines/358-dornier-darrieus-savonius-5-5-kw | 1 | 5.5 kW | - | 3.0 m/s |  | 5.5 m | 24.0 m² | 3 | 229.2 W/m² | 4.4 m²/kW | Spur | 2.0 | 1 | 28.0 V | Insel | 50.0 Hz | 10.5 m | No |  |  | Aluminium |  | painted | Yes |  |  | 110.0 U/min | 32 m/s | Dornier | 1:19 | 2,200.0 U/min | [5 empty] | 1979
444 | 444 | 444 | 444 | 444 | 444 | 444 | Dornier Darrieus 30 - 30,00 kW - Wind turbine | https://en.wind-turbine-models.com/turbines/954-dornier-darrieus-30 | 1 | 30.0 kW | - | 4.0 m/s | 10.5 m/s | 12.0 m | 140.0 m² | 3 | 214.3 W/m² | 4.7 m²/kW | 631-021 mod. |  | 1 | 380.0 V |  | 50 Hz | 18 m | No | 24.0 m/s | 65.0 m/s | AlMgSi 0.5 | cylindric | painted | Yes |  |  | 90.0 U/min | 57 m/s | Zeppelin | 1:16 | 1,500.0 U/min | [5 empty] | 1985
445 | 445 | 445 | 445 | 445 | 445 | 445 | Dornier Darrieus 55 - 55,00 kW - Wind turbine | https://en.wind-turbine-models.com/turbines/93-dornier-darrieus-55 | 1 | 55.0 kW | - | 3.0 m/s | 11.5 m/s | 15.0 m | 200.0 m² | 2 | 275.0 W/m² | 3.6 m²/kW | Flender | [5 empty] | 25 m | No | 25.0 m/s |  |  |  |  | Yes |  |  | 60.0 U/min | 47 m/s | Dornier
446 | 446 | 446 | 446 | 446 | 446 | 446 | DR ZABER ZEFIR D7 - P5 - T10 - 5,00 kW - Wind turbine | https://en.wind-turbine-models.com/turbines/1153-dr-zaber-zefir-d7-p5-t10 | 1 | 5.0 kW | - | 3.0 m/s | 8.8 m/s | 7.0 m | 38.5 m² | 3 | 129.9 W/m² | 7.7 m²/kW | direct drive |  | 1 | 400.0 V | inverters | 50 Hz | 10/12 m | No | 18.0 m/s |  | GFRP | conical | painted | Yes |  | IIa | 200.0 U/min | 73 m/s | Dr Zaber
447 | 447 | 447 | 447 | 447 | 447 | 447 | DR ZABER ZEFIR D10 - P12 - T12 - 12,00 kW - Wind turbine | https://en.wind-turbine-models.com/turbines/1152-dr-zaber-zefir-d10-p12-t12 | 1 | 12.0 kW | - | 3.0 m/s | 9.0 m/s | 10.0 m | 78.5 m² | 3 | 152.9 W/m² | 6.5 m²/kW | direct drive |  | 1 | 400.0 V | inverters | 50 Hz | 12/15/18/25 m | No | 18.0 m/s |  | GFRP | conical | painted | Yes |  | IIa | 150.0 U/min | 79 m/s | Dr Zaber
448 | 448 | 448 | 448 | 448 | 448 | 448 | DR ZABER ZEFIR D14 - P30 - T15 - 30,00 kW - Wind turbine | https://en.wind-turbine-models.com/turbines/1151-dr-zaber-zefir-d14-p30-t15 | 1 | 30.0 kW | - | 3.0 m/s | 9.4 m/s | 14.0 m | 154.0 m² | 3 | 194.8 W/m² | 5.1 m²/kW | direct drive |  | 1 | 400.0 V | inverters | 50 Hz | 15/18/23 m | No | 18.0 m/s |  | GFRP | conical | painted | Yes |  | IIa | 120.0 U/min | 88 m/s | Dr Zaber
449 | 449 | 449 | 449 | 449 | 449 | 449 | DR ZABER ZEFIR D21 - P70 - T18 - 70,00 kW - Wind turbine | https://en.wind-turbine-models.com/turbines/1150-dr-zaber-zefir-d21-p70-t18 | 1 | 70.0 kW | - | 3.0 m/s | 9.6 m/s | 21.0 m | 346.0 m² | 3 | 202.3 W/m² | 4.9 m²/kW | direct drive |  | 1 | 400.0 V | inverters | 50 Hz | 18/25/30 m | No | 18.0 m/s |  | GFRP | conical | painted | Yes |  | IIa | 60.0 U/min | 66 m/s | Dr Zaber
450 | 450 | 450 | 450 | 450 | 450 | 450 | DS-wind DS-25 - 25,00 kW - Wind turbine | https://en.wind-turbine-models.com/turbines/2052-ds-wind-ds-25 | 1 | 25.0 kW | - | 2.5 m/s | 10.0 m/s | 11.7 m | 108.4 m² | 2 | 230.6 W/m² | 4.3 m²/kW | NACA63_xxx / 5.6m |  | 1 | 480.0 V | converter/inverter unit | 50/60 Hz | 18 m | No | 25.0 m/s | 59.5 m/s | Epoxy/fiberglass composite | Welded steel | Galvanisation. outside painted | Yes |  |  | 108.0 U/min | 66 m/s | ABB |  |  |  | 1.5 t | 3.2 t | 4.7 t
451 | 451 | 451 | 451 | 451 | 451 | 451 | DS-wind DS-400 - 400,00 kW - Wind turbine | https://en.wind-turbine-models.com/turbines/2051-ds-wind-ds-400 | 1 | 400.0 kW | - | 3.0 m/s | 14.0 m/s | 34.0 m | 908.0 m² | 3 | 440.5 W/m² | 2.3 m²/kW | NASA LS1(mod)04XX | 3.0 | 1 | 690.0 V | thyristor | 50 Hz | 30 / 34 / 50 m | No | 25.0 m/s | 60.0 m/s | wood epoxy composite | conical | painted | Yes |  |  | 33.0 U/min | 59 m/s |  |  | 1,500.0 U/min |  | 18.0 t | 36.0 t | 54.0 t
452 | 452 | 452 | 452 | 452 | 452 | 452 | DS-wind DS-500 - 500,00 kW - Wind turbine | https://en.wind-turbine-models.com/turbines/2050-ds-wind-ds-500 | 1 | 500.0 kW | - | 3.0 m/s | 12.0 m/s | 48.0 m | 1,810.0 m² | 3 | 276.2 W/m² | 3.6 m²/kW | NACA 63-xxx | 3.0 | 1 | 690.0 V | thyristor | 50 Hz | 50 / 60 m | No | 25.0 m/s | 60.0 m/s | GPR | conical | painted | Yes |  |  | 23.0 U/min | 58 m/s |  |  | 1,500.0 U/min |  | 35.0 t | 61.0 t | 96.0 t
453 | 453 | 453 | 453 | 453 | 453 | 453 | Dutch Rainmaker AW 75 - Wind turbine | https://en.wind-turbine-models.com/turbines/648-dutch-rainmaker-aw-75 | 1 | - |  | 4.0 m/s |  | 20.0 m |  | 3 | 0.0 W/m² | 0.0 m²/kW | without | [5 empty] | 24/36 m | No | [5 empty] | Yes | [10 empty] | 25.0 t
454 | 454 | 454 | 454 | 454 | 454 | 454 | Dynergy American Windshark 80 - 80,00 kW - Wind turbine | https://en.wind-turbine-models.com/turbines/511-dynergy-american-windshark-80 | 1 | 80.0 kW | - | 4.9 m/s | 14.8 m/s | 16.5 m | 212.7 m² | 2 | 376.1 W/m² | 2.7 m²/kW | NACA 23112 8.5m |  | 1 |  |  |  | 16.2 m | No |  | 44.7 m/s | composite pultrunded fiberglass | conical 12 sided steel | painted | Yes |  |  | 95.0 U/min | 82 m/s | Dynergy | 1:19 | 1,800.0 U/min | 0.4 t | 1.6 t | 1.3 t | 3.2 t
455 | 455 | 455 | 455 | 455 | 455 | 455 | EAZ Wind EAZ-Twelve - 15,00 kW - Wind turbine | https://en.wind-turbine-models.com/turbines/2044-eaz-wind-eaz-twelve | 1 | 15.0 kW | 10.0 - 15.0 kW | 2.5 m/s | 8.5 m/s | 12.0 m | 113.1 m² | 3 | 132.6 W/m² | 7.5 m²/kW | without gearbox |  | 1 |  | IGBT | 50/60 Hz | 15 m | No | 20.0 m/s | 42.0 m/s | wood | cylindrical | painted | Yes | - |  |  |  | EAZ
456 | 456 | 456 | 456 | 456 | 456 | 456 | EWP Eastern Wind Pow Sky Farm 50kW VAWT - 50,00 kW - Wind turbine | https://en.wind-turbine-models.com/turbines/2487-ewp-eastern-wind-pow-sky-farm-50kw-vawt | 1 | 50.0 kW | - | 4.0 m/s |  | 5.0 m | 20.0 m² | 3 | 2,500.0 W/m² | 0.4 m²/kW | direct drive |  |  |  | inverter | 50/60 Hz | 16.5 / site specific m | No | 40.0 m/s |  | carbon fiber | cylindrical | coated | Yes |  |  |  |  | Clear Carbon & Components. Inc.
457 | 457 | 457 | 457 | 457 | 457 | 457 | EasyWind EasyWind 6.0 - 6,00 kW - Wind turbine | https://en.wind-turbine-models.com/turbines/725-easywind-easywind-6.0 | 1 | 6.0 kW | - | 3.0 m/s | 10.6 m/s | 6.0 m | 28.0 m² | 4 | 214.3 W/m² | 4.7 m²/kW | Spur | 2.0 | 1 | 400.0 V |  | 50 Hz | 7/13/19 m | No | 60.0 m/s | 70.0 m/s | steel/glassfiber structur | cylindric | galvanized | Yes |  |  | 124.0 U/min | 39 m/s | EasyWind | 1:12 | 1,500.0 U/min |  | 0.4 t | 0.3 t | 0.7 t
458 | 458 | 458 | 458 | 458 | 458 | 458 | EasyWind EasyWind 6.2 - 6,00 kW - Wind turbine | https://en.wind-turbine-models.com/turbines/2312-easywind-easywind-6.2 | 1 | 6.0 kW | 1.6 - 6.0 kW | 3.0 m/s | 10.6 m/s | 6.2 m | 30.1 m² | 4 | 199.3 W/m² | 5.0 m²/kW | 3.1m |  | 1 | 400.0 V | Pole changing. electronic controlled | 50 Hz | 7 / 13 / 19 m | No | - |  | Steel-GRP composite | cylindrical | Hot-dip galvanized | Yes |  |  | 90.0 U/min | 29 m/s |  | 1:12 | 1,080.0 U/min |  | 0.4 t | 1.7 t
459 | 459 | 459 | 459 | 459 | 459 | 459 | EasyWind EasyWind 6.8 - 6,00 kW - Wind turbine | https://en.wind-turbine-models.com/turbines/2313-easywind-easywind-6.8 | 1 | 6.0 kW | 1.5 - 6.0 kW | 3.0 m/s | 10.6 m/s | 6.8 m | 36.3 m² | 4 | 165.3 W/m² | 6.1 m²/kW | 3.4m |  | 1 | 400.0 V | Pole changing. electronic controlled | 50 Hz | 7 / 13 / 19 m | No | - |  | Steel-GRP composite | cylindrical | Hot-dip galvanized | Yes |  |  | 128.0 U/min | 46 m/s |  | 1:12 | 1,550.0 U/min |  | 0.4 t | 1.7 t
460 | 460 | 460 | 460 | 460 | 460 | 460 | Ebara EPW1570 - 1,50 MW - Wind turbine | https://en.wind-turbine-models.com/turbines/1877-ebara-epw1570 | 1 | 1,500.0 kW | - | 3.5 m/s | 12.0 m/s | 70.0 m | 3,848.0 m² | 3 | 389.8 W/m² | 2.6 m²/kW | 34m | 3.0 | 1 | 690.0 V | IGBT | 50 Hz | 65 m | No | 25.0 m/s |  | GFRP | conical | painted | Yes |  | IIa | 22.0 U/min | 81 m/s |  | 1:90 | 1,800.0 U/min | 31.0 t | 53.0 t | 115.0 t | 199.0 t
461 | 461 | 461 | 461 | 461 | 461 | 461 | ECLECTIC ENERGY D400 - 0,42 kW - Wind turbine | https://en.wind-turbine-models.com/turbines/2133-eclectic-energy-d400 | 1 | 0.4 kW | - | 2.5 m/s | 14.0 m/s | 1.1 m | 1.0 m² | 5 | 420.0 W/m² | 2.4 m²/kW | Direct drive – axial field |  | 1 | 240.0 V | Inverter | 50/60 Hz | site specific m | Yes |  |  | Glass-filled nylon | cylindrical | [14 empty] | 2005
462 | 462 | 462 | 462 | 462 | 462 | 462 | Ecoener 30kW - 30,00 kW - Wind turbine | https://en.wind-turbine-models.com/turbines/917-ecoener-30kw | 1 | 30.0 kW | - | 4.5 m/s |  | 10.3 m | 78.5 m² | 3 | 382.2 W/m² | 2.6 m²/kW | [6 empty] | 12.4 m | No | 25.0 m/s |  | GFK |  |  | Yes | [9 empty] | 2.2 t
463 | 463 | 463 | 463 | 463 | 463 | 463 | ecotècnia ECO 12/15 - 15,00 kW - Wind turbine | https://en.wind-turbine-models.com/turbines/1404-ecot-cnia-eco-12-15 | 1 | 15.0 kW | - | 3.5 m/s | 9.5 m/s | 12.0 m | 113.0 m² | 3 | 132.7 W/m² | 7.5 m²/kW | 5.75 | 2.0 | 2 | 380.0 V | thyristors | 50 Hz | 14 m | No | 30.0 m/s | 60.0 m/s | GFRP |  | painted | Yes |  |  | 42.0 U/min | 26 m/s |  | 1:24 | 1,500.0 U/min |  | 1.2 t | 0.8 t | 2.4 t |  | 1982 | 0.1 t
464 | 464 | 464 | 464 | 464 | 464 | 464 | ecotècnia ECO 12/30 - 30,00 kW - Wind turbine | https://en.wind-turbine-models.com/turbines/716-ecot-cnia-eco-12-30 | 1 | 30.0 kW | - | 4.0 m/s | 13.0 m/s | 12.0 m | 113.0 m² | 3 | 265.5 W/m² | 3.8 m²/kW | Parallel shafts | 2.0 | 1 | 380.0 V | Thyristor | 50 Hz | 14 m | No | 25.0 m/s | 50.0 m/s |  |  |  | Yes |  |  | 68.0 U/min | 43 m/s |  | 1:23 | 1,500.0 U/min
465 | 465 | 465 | 465 | 465 | 465 | 465 | ecotècnia ECO 20/150 - 150,00 kW - Wind turbine | https://en.wind-turbine-models.com/turbines/717-ecot-cnia-eco-20-150 | 1 | 150.0 kW | - | 4.0 m/s | 14.0 m/s | 20.0 m | 314.0 m² | 3 | 477.7 W/m² | 2.1 m²/kW | Parallel shafts | 2.0 | 1 | 380.0 V | Thyristor | 50 Hz | 30 m | No | 25.0 m/s | 50.0 m/s |  | conical | painted | Yes |  |  | 45.0 U/min | 47 m/s |  | 1:22 | 1,000.0 U/min
466 | 466 | 466 | 466 | 466 | 466 | 466 | ecotècnia ECO 28/225 - 225,00 kW - Wind turbine | https://en.wind-turbine-models.com/turbines/786-ecot-cnia-eco-28-225 | 1 | 225.0 kW | - | 4.0 m/s | 13.5 m/s | 28.0 m | 616.0 m² | 3 | 365.3 W/m² | 2.7 m²/kW | Parallel shafts | 2.0 | 1 | 380.0 V | Thyristor | 50 Hz | 30 m | No | 25.0 m/s | 50.0 m/s | GFRP | conical | painted | Yes |  |  | 37.5 U/min | 55 m/s |  | 1:20 | 1,000.0 U/min
467 | 467 | 467 | 467 | 467 | 467 | 467 | ecotècnia ECO 44/600 - 600,00 kW - Wind turbine | https://en.wind-turbine-models.com/turbines/790-ecot-cnia-eco-44-600 | 1 | 600.0 kW | - | 4.0 m/s | 14.5 m/s | 44.0 m | 1,521.0 m² | 3 | 394.5 W/m² | 2.5 m²/kW | LM | 3.0 | 2 | 690.0 V | Thyristor | 50 Hz | 45/55 m | No | 25.0 m/s |  | GFRP | conical | painted | Yes |  |  | 26.9 U/min | 62 m/s | LM Glasfieber | 1:63 | 1,518.0 U/min | 6.5 t | 27.6 t | 31.0 t | 65.1 t
468 | 468 | 468 | 468 | 468 | 468 | 468 | ecotècnia ECO 48/700 - 700,00 kW - Wind turbine | https://en.wind-turbine-models.com/turbines/958-ecot-cnia-eco-48-700 | 1 | 700.0 kW | - | 4.0 m/s | 14.0 m/s | 48.0 m | 1,810.0 m² | 3 | 386.7 W/m² | 2.6 m²/kW | LM | 3.0 | 2 | 690.0 V | Thyristor | 50 Hz | 45/55 m | No | 25.0 m/s |  | GFRP | conical | painted | Yes |  |  | 24.0 U/min | 60 m/s | LM Glasfieber | 1:63 | 1,518.0 U/min | 6.5 t | 27.6 t | 55.0 t | 89.0 t
469 | 469 | 469 | 469 | 469 | 469 | 469 | ecotècnia ECO 48/750 - 750,00 kW - Wind turbine | https://en.wind-turbine-models.com/turbines/791-ecot-cnia-eco-48-750 | 1 | 750.0 kW | - | 4.0 m/s | 14.5 m/s | 48.0 m | 1,810.0 m² | 3 | 414.4 W/m² | 2.4 m²/kW | LM | 3.0 | 2 | 690.0 V | Thyristor | 50 Hz | 45/55 m | No | 25.0 m/s |  | GFRP | conical | painted | Yes |  |  | 24.0 U/min | 60 m/s | LM Glasfieber | 1:63 | 1,518.0 U/min | 6.5 t | 27.6 t | 55.0 t | 89.1 t
470 | 470 | 470 | 470 | 470 | 470 | 470 | ecotècnia ECO 62/1300 - 1,30 MW - Wind turbine | https://en.wind-turbine-models.com/turbines/789-ecot-cnia-eco-62-1300 | 1 | 1,300.0 kW | - | 4.0 m/s | 14.0 m/s | 62.0 m | 3,019.0 m² | 3 | 430.6 W/m² | 2.3 m²/kW | LM 29.1 | 3.0 | 1 | 690.0 V | Thyristor | 50/60 Hz | 60/70/80 m | No | 25.0 m/s |  | GFRP | conical | painted | Yes |  |  | 19.0 U/min | 62 m/s | LM Glasfieber | 1:82 | 1,518.0 U/min
471 | 471 | 471 | 471 | 471 | 471 | 471 | ecotècnia ECO 74/1670 - 1,67 MW - Wind turbine | https://en.wind-turbine-models.com/turbines/788-ecot-cnia-eco-74-1670 | 1 | 1,670.0 kW | - | 3.0 m/s | 13.0 m/s | 74.0 m | 4,301.0 m² | 3 | 388.3 W/m² | 2.6 m²/kW | LM 37.3 | 3.0 | 1 | 690.0 V | IGBT | 50/60 Hz | 60/70/80 m | No | 25.0 m/s | 59.5 m/s | GFRP | conical | painted | Yes |  |  | 19.0 U/min | 74 m/s | LM Glasfieber | [8 empty] | 5.6 t
472 | 472 | 472 | 472 | 472 | 472 | 472 | ecotècnia ECO 80/1670 - 1,67 MW - Wind turbine | https://en.wind-turbine-models.com/turbines/787-ecot-cnia-eco-80-1670 | 1 | 1,670.0 kW | - | 3.0 m/s | 25.0 m/s | 80.0 m | 5,027.0 m² | 3 | 332.2 W/m² | 3.0 m²/kW | LM 37.3 | 3.0 | 1 | 690.0 V |  |  | 60/70/80 m | No | 34.0 m/s | 52.5 m/s | GFRP | conical | painted | Yes |  |  | 18.4 U/min | 77 m/s | LM Glasfieber | [8 empty] | 5.6 t
473 | 473 | 473 | 473 | 473 | 473 | 473 | ecotècnia ECO 80/2000 - 2,00 MW - Wind turbine | https://en.wind-turbine-models.com/turbines/572-ecot-cnia-eco-80-2000 | 1 | 2,000.0 kW | - | 3.0 m/s | 12.0 m/s | 80.0 m | 5,027.0 m² | 3 | 397.9 W/m² | 2.5 m²/kW | LM 37.3 |  |  | 690.0 V |  |  | 70/80 m | No | 25.0 m/s | 59.5 m/s | GFRP | conical | painted | Yes |  |  | 18.4 U/min | 77 m/s | LM Glasfieber
474 | 474 | 474 | 474 | 474 | 474 | 474 | Elecon T600-48 Dual speed - 600,00 kW - Wind turbine | https://en.wind-turbine-models.com/turbines/444-elecon-t600-48-dual-speed | 1 | 600.0 kW | - | 3.0 m/s | 12.5 m/s | 48.0 m | 1,810.0 m² | 3 | 331.5 W/m² | 3.0 m²/kW | NACA63418 | 3.0 | 1 | 690.0 V | Thyristor | 50 Hz | 50/55/60 m | No | 25.0 m/s | 60.0 m/s | GFRP | conical | galvanized | Yes |  |  | 23.0 U/min | 58 m/s |  | 1:65 | 1,500.0 U/min | 5.0 t | 30.0 t | 68.0 t | 107.0 t
475 | 475 | 475 | 475 | 475 | 475 | 475 | Electria Wind Garbí 100/28 - 100,00 kW - Wind turbine | https://en.wind-turbine-models.com/turbines/798-electria-wind-garb-100-28 | 1 | 100.0 kW | - | 2.5 m/s | 9.0 m/s | 28.0 m | 616.0 m² | 3 | 162.3 W/m² | 6.2 m²/kW | WN 135 13.5 | 2.0 | 1 | 400.0 V | IGBT | 50 Hz | 35 m | No | 25.0 m/s |  | GFRP | cylindric | painted | Yes |  |  | 47.7 U/min | 70 m/s | ABB | 1:10 | 470.0 U/min |  | 11.5 t | 16.6 t | 28.1 t
476 | 476 | 476 | 476 | 476 | 476 | 476 | Electria Wind Garbí 150/28 - 150,00 kW - Wind turbine | https://en.wind-turbine-models.com/turbines/799-electria-wind-garb-150-28 | 1 | 150.0 kW | - | 2.5 m/s | 10.4 m/s | 28.0 m | 616.0 m² | 3 | 243.5 W/m² | 4.1 m²/kW | WN 135 13.5 | 2.0 | 1 | 400.0 V | IGBT | 50 Hz | 35 m | No | 20.0 m/s |  | GFRP | cylindric | painted | Yes |  |  | 41.0 U/min | 60 m/s | ABB | 1:9 | 350.0 U/min |  | 11.5 t | 20.8 t | 32.3 t
477 | 477 | 477 | 477 | 477 | 477 | 477 | Electria Wind Garbí 200/28 - 200,00 kW - Wind turbine | https://en.wind-turbine-models.com/turbines/800-electria-wind-garb-200-28 | 1 | 200.0 kW | - | 2.5 m/s | 11.0 m/s | 28.0 m | 616.0 m² | 3 | 324.7 W/m² | 3.1 m²/kW | WN 135 13.5 | 2.0 | 1 | 400.0 V | IGBT | 50 Hz | 35/40 m | No | 20.0 m/s |  | GFRP | cylindric | painted | Yes |  |  | 47.0 U/min | 69 m/s | ABB | 1:10 | 470.0 U/min |  | 11.7 t | 20.8 t | 32.5 t
478 | 478 | 478 | 478 | 478 | 478 | 478 | Eleon 3M116 - 3,00 MW - Wind turbine | https://en.wind-turbine-models.com/turbines/2329-eleon-3m116 | 1 | 3,000.0 kW | - |  |  | 116.0 m | 10,568.0 m² | 3 | 283.9 W/m² | 3.5 m²/kW | direct drive | [5 empty] | 122 m | No |  |  |  | conical |  | Yes | [12 empty] | 2013
479 | 479 | 479 | 479 | 479 | 479 | 479 | ELFIN ELFIN 750 - 10,00 kW - Wind turbine | https://en.wind-turbine-models.com/turbines/512-elfin-elfin-750 | 1 | 10.0 kW | - |  |  | 7.5 m | 44.2 m² | 3 | 226.2 W/m² | 4.4 m²/kW | Steel tube | [6 empty] | No |  |  | Fiberglas/ Epoxy | cylindric | painted | Yes |  |  | 145.0 U/min | 57 m/s | ELFIN
480 | 480 | 480 | 480 | 480 | 480 | 480 | ELKRAFT Avedøre 1MW - 1,00 MW - Wind turbine | https://en.wind-turbine-models.com/turbines/1166-elkraft-aved-re-1mw | 1 | 1,000.0 kW | - | 4.0 m/s | 15.0 m/s | 50.0 m | 1,963.0 m² | 3 | 509.4 W/m² | 2.0 m²/kW | LM24 | 4.0 | 2 | 400.0 V | thyristors | 50 Hz | 55.0 m | No | 25.0 m/s |  | Glass fiber reinforced polyester | conical | painted | Yes |  |  | 23.1 U/min | 60 m/s | LM Glasfiber A/S | 1:66 | 1,500.0 U/min | 23.6 t | 91.2 t | 95.0 t | 210.0 t | 12.8 t | 1993 | 3.6 t
481 | 481 | 481 | 481 | 481 | 481 | 481 | ELSAM - Gedser Prototype - 200,00 kW - Wind turbine | https://en.wind-turbine-models.com/turbines/40-elsam-gedser-prototype | 1 | 200.0 kW | - | 5.0 m/s | 15.0 m/s | 24.0 m | 450.0 m² | 3 | 444.4 W/m² | 2.3 m²/kW | double chain | 2.0 | 1 |  |  |  | 25.0 m | No |  |  | steel main spar. wooden webs. aluminium skin | stiffened cylinder |  | Yes |  |  | 30.0 U/min | 38 m/s |  | 1:25 | 750.0 U/min | [5 empty] | 1956 | 1.7 t
482 | 482 | 482 | 482 | 482 | 482 | 482 | ELSAM - Nibe Nibe A - 630,00 kW - Wind turbine | https://en.wind-turbine-models.com/turbines/172-elsam-nibe-nibe-a | 1 | 630.0 kW | - | 5.0 m/s | 13.0 m/s | 40.0 m | 1,256.6 m² | 3 | 501.4 W/m² | 2.0 m²/kW | 12m out and 8m inner section |  | 1 |  |  | 50 Hz | 45 m | No | 25.0 m/s |  | fiberglas outer section / fiberglas shells with steel spar inner section | conical |  | Yes |  |  | 34.0 U/min | 71 m/s | [8 empty] | 1979
483 | 483 | 483 | 483 | 483 | 483 | 483 | ELSAM - Nibe Nibe B - 630,00 kW - Wind turbine | https://en.wind-turbine-models.com/turbines/99-elsam-nibe-nibe-b | 1 | 630.0 kW | - | 3.0 m/s | 13.0 m/s | 40.0 m | 1,256.6 m² | 3 | 501.4 W/m² | 2.0 m²/kW | conventional |  | 1 |  |  | 50 Hz | 45 m | No | 25.0 m/s |  | wood | conical |  | Yes |  |  | 34.0 U/min | 71 m/s | [8 empty] | 1980 | 3.4 t
484 | 484 | 484 | 484 | 484 | 484 | 484 | Elsam Tjæreborg - 2,00 MW - Wind turbine | https://en.wind-turbine-models.com/turbines/1012-elsam-tj-reborg | 1 | 2,000.0 kW | - | 5.0 m/s | 17.5 m/s | 61.1 m | 2,931.0 m² | 3 | 682.4 W/m² | 1.5 m²/kW | Cantilever 29m |  | 1 | 6,000.0 V |  | 50 Hz | 60 m | No | 25.0 m/s | 54.0 m/s | GFRP | conical |  | Yes |  |  | 22.4 U/min | 72 m/s |  | 1:68 | 1,529.6 U/min | 67.5 t | 143.0 t | 645.0 t | 2,380.0 t |  | 1987 | 8.5 t
485 | 485 | 485 | 485 | 485 | 485 | 485 | Elwinger Armschwinger - 5,00 kW - Wind turbine | https://en.wind-turbine-models.com/turbines/2326-elwinger-armschwinger | 1 | 5.0 kW | - |  |  | 8.0 m | 50.0 m² | 1 | 100.0 W/m² | 10.0 m²/kW | blade length of 4m |  |  |  |  | 50 Hz | 13.7 m | No |  |  | GFRP |  | coated | Yes |  |  |  |  | Elwinger
486 | 486 | 486 | 486 | 486 | 486 | 486 | EWT DW 52-250 - 250,00 kW - Wind turbine | https://en.wind-turbine-models.com/turbines/1274-ewt-dw-52-250 | 1 | 250.0 kW | - | 2.5 m/s | 8.0 m/s | 52.0 m | 2,124.0 m² | 3 | 117.7 W/m² | 8.5 m²/kW | direct drive |  | 1 | 690.0 V | inverters | 50 Hz | 35/40/50/75 m | No | 25.0 m/s | 59.5 m/s | GFRP | conical | painted | Yes |  | IIa | 22.0 U/min | 60 m/s | EWT
487 | 487 | 487 | 487 | 487 | 487 | 487 | EWT DW 52-500 - 500,00 kW - Wind turbine | https://en.wind-turbine-models.com/turbines/1268-ewt-dw-52-500 | 1 | 500.0 kW | - | 3.0 m/s | 10.0 m/s | 52.0 m | 2,124.0 m² | 3 | 235.4 W/m² | 4.2 m²/kW | direct drive |  | 1 | 690.0 V | inverters | 50 Hz | 35/40/50/75 m | No | 25.0 m/s | 59.5 m/s | GFRP | conical | painted | Yes |  | IIa | 26.0 U/min | 71 m/s | EWT
488 | 488 | 488 | 488 | 488 | 488 | 488 | EWT DW 52-750 - 750,00 kW - Wind turbine | https://en.wind-turbine-models.com/turbines/104-ewt-dw-52-750 | 1 | 750.0 kW | - | 2.5 m/s | 13.0 m/s | 52.0 m | 2,124.0 m² | 3 | 353.1 W/m² | 2.8 m²/kW | direct drive |  | 1 | 690.0 V | inverters | 50 Hz | 35/75 m | No | 25.0 m/s | 52.5 m/s | GFRP | conical | painted | Yes |  |  | 28.0 U/min | 76 m/s | EWT
489 | 489 | 489 | 489 | 489 | 489 | 489 | EWT DW 52-900 - 900,00 kW - Wind turbine | https://en.wind-turbine-models.com/turbines/1537-ewt-dw-52-900 | 1 | 900.0 kW | - | 2.5 m/s | 14.0 m/s | 52.0 m | 2,124.0 m² | 3 | 423.7 W/m² | 2.4 m²/kW | direct drive |  | 1 | 690.0 V | inverters | 50 Hz | 35/40/50 m | No | 25.0 m/s | 59.5 m/s | GFRP | conical | painted | Yes |  |  | 26.0 U/min | 71 m/s | EWT
490 | 490 | 490 | 490 | 490 | 490 | 490 | EWT DW 54-250 - 250,00 kW - Wind turbine | https://en.wind-turbine-models.com/turbines/1538-ewt-dw-54-250 | 1 | 250.0 kW | - | 2.5 m/s | 7.5 m/s | 54.0 m | 2,290.0 m² | 3 | 109.2 W/m² | 9.2 m²/kW | direct drive |  | 1 | 690.0 V | inverters | 50 Hz | 35/40/50 m | No | 25.0 m/s | 52.5 m/s | GFRP | conical | painted | Yes |  |  | 22.0 U/min | 62 m/s | EWT
491 | 491 | 491 | 491 | 491 | 491 | 491 | EWT DW 54-500 - 500,00 kW - Wind turbine | https://en.wind-turbine-models.com/turbines/1267-ewt-dw-54-500 | 1 | 500.0 kW | - | 2.5 m/s | 10.0 m/s | 54.0 m | 2,290.0 m² | 3 | 218.3 W/m² | 4.6 m²/kW | direct drive |  | 1 | 690.0 V | inverters | 50.0 Hz | 35/40/50/75 m | No | 25.0 m/s | 59.5 m/s | GFRP | conical | painted | Yes |  | IIIa | 26.0 U/min | 74 m/s | EWT
492 | 492 | 492 | 492 | 492 | 492 | 492 | EWT DW 54-900 - 900,00 kW - Wind turbine | https://en.wind-turbine-models.com/turbines/335-ewt-dw-54-900 | 1 | 900.0 kW | - | 2.5 m/s | 13.0 m/s | 54.0 m | 2,290.0 m² | 3 | 393.0 W/m² | 2.5 m²/kW | direct drive |  | 1 | 690.0 V | inverters | 50 Hz | 40/50/75 m | No | 25.0 m/s | 59.5 m/s | GFRP | conical | painted | Yes |  |  | 28.0 U/min | 79 m/s | EWT
493 | 493 | 493 | 493 | 493 | 493 | 493 | EWT DW 61-1MW - 1,00 MW - Wind turbine | https://en.wind-turbine-models.com/turbines/1906-ewt-dw-61-1mw | 1 | 1,000.0 kW | - | 3.0 m/s | 14.0 m/s | 61.0 m | 2,922.0 m² | 3 | 342.2 W/m² | 2.9 m²/kW | direct drive |  | 1 |  | IGBT | 50/60 Hz | 46 / 69 m | No | 25.0 m/s | 52.5 m/s |  | conical | painted | Yes |  | IIIa | 29.0 U/min | 93 m/s | EWT
494 | 494 | 494 | 494 | 494 | 494 | 494 | EWT DW 61-500 - 500,00 kW - Wind turbine | https://en.wind-turbine-models.com/turbines/1535-ewt-dw-61-500 | 1 | 500.0 kW | - | 2.5 m/s | 10.0 m/s | 61.0 m | 2,922.5 m² | 3 | 171.1 W/m² | 5.8 m²/kW | direct drive |  | 1 | 690.0 V | inverters | 50 Hz | 46/69 m | No | 25.0 m/s | 52.5 m/s | GFRP | conical | painted | Yes |  |  | 22.0 U/min | 70 m/s | EWT
495 | 495 | 495 | 495 | 495 | 495 | 495 | EWT DW 61-750 - 750,00 kW - Wind turbine | https://en.wind-turbine-models.com/turbines/1905-ewt-dw-61-750 | 1 | 750.0 kW | - | 2.5 m/s | 11.5 m/s | 61.0 m | 2,922.0 m² | 3 | 256.7 W/m² | 3.9 m²/kW | direct drive |  | 1 |  | IGBT | 50/60 Hz | 46 / 69 m | No | 25.0 m/s | 52.5 m/s |  | conical | painted | Yes |  | IIIa | 23.0 U/min | 73 m/s | EWT
496 | 496 | 496 | 496 | 496 | 496 | 496 | EWT DW 61-900 - 900,00 kW - Wind turbine | https://en.wind-turbine-models.com/turbines/1536-ewt-dw-61-900 | 1 | 900.0 kW | - | 2.5 m/s | 11.5 m/s | 61.0 m | 2,922.5 m² | 3 | 308.0 W/m² | 3.2 m²/kW | direct drive |  | 1 | 690.0 V | inverters | 50 Hz | 46/69 m | No | 25.0 m/s | 52.5 m/s | GFRP | conical | painted | Yes |  |  | 24.0 U/min | 77 m/s | EWT
497 | 497 | 497 | 497 | 497 | 497 | 497 | enair 30 PRO - 3,00 kW - Wind turbine | https://en.wind-turbine-models.com/turbines/1659-enair-30-pro | 1 | 3.0 kW | - | 1.8 m/s | 11.0 m/s | 3.8 m | 11.3 m² | 3 | 264.6 W/m² | 3.8 m²/kW | direct drive |  | 1 | 220.0 V | inverters | 50 Hz | Variable m | No | 60.0 m/s |  | Fibreglass resins and polyurethane core |  |  | Yes |  | Ia | 250.0 U/min | 50 m/s |  |  |  | 0.1 t
498 | 498 | 498 | 498 | 498 | 498 | 498 | enair 70 PRO - 5,50 kW - Wind turbine | https://en.wind-turbine-models.com/turbines/1660-enair-70-pro | 1 | 5.5 kW | - | 1.8 m/s | 11.0 m/s | 4.3 m | 14.5 m² | 3 | 379.3 W/m² | 2.6 m²/kW | direct drive |  | 1 | 220.0 V | inverters | 50 Hz | variable m | No | 60.0 m/s |  | Fibreglass with flex resins and polyurethane core |  |  | Yes |  | Ia | 250.0 U/min | 56 m/s |  |  |  | 0.2 t
499 | 499 | 499 | 499 | 499 | 499 | 499 | enair 160 - 10,50 kW - Wind turbine | https://en.wind-turbine-models.com/turbines/1485-enair-160 | 1 | 10.5 kW | - | 2.0 m/s | 25.0 m/s | 6.1 m | 116.8 m² | 3 | 89.9 W/m² | 11.1 m²/kW | direct drive |  | 1 |  | inverters | 50 Hz | 16/20/24 m | No |  | 60.0 m/s | GFRP | cylindrical | painted / hot dip galvanised | Yes |  | Ia | 200.0 U/min | 64 m/s | ENAIR |  |  | 0.4 t
500 | 500 | 500 | 500 | 500 | 500 | 500 | enair 200 - 20,00 kW - Wind turbine | https://en.wind-turbine-models.com/turbines/1661-enair-200 | 1 | 20.0 kW | - | 1.9 m/s | 12.0 m/s | 9.8 m | 75.4 m² | 3 | 265.3 W/m² | 3.8 m²/kW | 4.5m |  | 1 | 500.0 V | inverters | 50 Hz | variable m | No | 30.0 m/s |  | Fibreglass. flex resins and polyurethane | conical | hot dip galvanized | Yes |  |  | 120.0 U/min | 62 m/s | [6 empty] | 1.0 t
501 | 501 | 501 | 501 | 501 | 501 | 501 | enbreeze 15 kW - 15,00 kW - Wind turbine | https://en.wind-turbine-models.com/turbines/1701-enbreeze-15-kw | 1 | 15.0 kW | - | 2.5 m/s | 8.3 m/s | 11.5 m | 103.9 m² | 3 | 144.4 W/m² | 6.9 m²/kW | direct drive |  | 1 | 400.0 V | inverters | 50 Hz | 20.85 m | No |  |  | GFK/CFK | conical | hot dip galvanized | Yes |  |  | 83.0 U/min | 50 m/s | ABB |  |  |  | 1.3 t | 4.6 t | 5.8 t
502 | 502 | 502 | 502 | 502 | 502 | 502 | Endurance X-29 - 225,00 kW - Wind turbine | https://en.wind-turbine-models.com/turbines/1621-endurance-x-29 | 1 | 225.0 kW | - | 4.0 m/s | 15.0 m/s | 29.1 m | 664.0 m² | 3 | 338.9 W/m² | 3.0 m²/kW | 13.4m |  | 1 | 400.0 V |  | 50 Hz | 30/40 m | No | 25.0 m/s | 67.0 m/s | Glassfibre | conical | painted | Yes |  |  | 37.6 U/min | 57 m/s | [6 empty] | 12.9 t
503 | 503 | 503 | 503 | 503 | 503 | 503 | Endurance X-35 - 225,00 kW - Wind turbine | https://en.wind-turbine-models.com/turbines/1622-endurance-x-35 | 1 | 225.0 kW | - | 4.0 m/s | 15.0 m/s | 35.0 m | 962.0 m² | 3 | 233.9 W/m² | 4.3 m²/kW | induction |  | 1 | 400.0 V |  | 50 Hz | 30.5/40.2 m | No | 20.0 m/s | 52.5 m/s | Fiberglass composite | conical | painted | Yes |  | IIIa | 30.8 U/min | 56 m/s
504 | 504 | 504 | 504 | 504 | 504 | 504 | Endurance E-3120 - 50,00 kW - Wind turbine | https://en.wind-turbine-models.com/turbines/372-endurance-e-3120 | 1 | 50.0 kW | - | 3.5 m/s | 10.0 m/s | 19.2 m | 290.0 m² | 3 | 172.4 W/m² | 5.8 m²/kW | 9m |  | 1 | 600.0 V | inverters | 50.0 Hz | 37/43 m | No | 25.0 m/s | 52.5 m/s | Fiberglass |  |  | Yes |  | IIIa | 42.0 U/min | 42 m/s | Endurance | [5 empty] | 4.1 t
505 | 505 | 505 | 505 | 505 | 505 | 505 | Endurance E-4660 - 85,00 kW - Wind turbine | https://en.wind-turbine-models.com/turbines/1620-endurance-e-4660 | 1 | 85.0 kW | - | 4.0 m/s | 15.0 m/s | 23.5 m | 434.0 m² | 3 | 195.9 W/m² | 5.1 m²/kW | induction |  | 1 | 400.0 V |  | 50 Hz | 24.8/36.6 m | No | 25.0 m/s | 59.5 m/s | Fiberglass Composite | conical | painted | Yes |  | IIa | 33.0 U/min | 41 m/s | [6 empty] | 6.2 t
506 | 506 | 506 | 506 | 506 | 506 | 506 | Enercon E-10 - 30,00 kW - Wind turbine | https://en.wind-turbine-models.com/turbines/733-enercon-e-10 | 1 | 30.0 kW | - | 2.0 m/s |  | 10.0 m | 78.5 m² | 3 | 382.2 W/m² | 2.6 m²/kW | with out. direct drive |  | 1 | 690.0 V | IGBT | 50 Hz |  | No | 35.0 m/s |  | GFK/Aluminium |  |  | Yes |  |  | 90.0 U/min | 47 m/s | Enercon
507 | 507 | 507 | 507 | 507 | 507 | 507 | Enercon E-12 - 30,00 kW - Wind turbine | https://en.wind-turbine-models.com/turbines/732-enercon-e-12 | 1 | 30.0 kW | - | 3.0 m/s | 11.0 m/s | 12.0 m | 113.0 m² | 3 | 265.5 W/m² | 3.8 m²/kW | with out. direct drive |  | 1 | 690.0 V | inverters | 50.0 Hz | 24/30/34 m | No | 35.0 m/s | 70.0 m/s | GFK | cylindric | painted | Yes |  |  | 90.0 U/min | 57 m/s | Enercon |  |  | 0.3 t | 2.8 t | 17.0 t | 21.0 t
508 | 508 | 508 | 508 | 508 | 508 | 508 | Enercon E-12/30 - 30,00 kW - Wind turbine | https://en.wind-turbine-models.com/turbines/2496-enercon-e-12-30 | 1 | 30.0 kW | - |  |  | 12.0 m | 113.0 m² | 3 | 265.5 W/m² | 3.8 m²/kW | helical gearbox | 2.0 | 1 | 380.0 V |  |  | 28.5 m | No |  |  | GFK | conical | coated | Yes |  |  | 100.0 U/min | 63 m/s | Pfeiderer | 1:20 | 2,000.0 U/min | [5 empty] | 1992
509 | 509 | 509 | 509 | 509 | 509 | 509 | Enercon E-15 - 55,00 kW - Wind turbine | https://en.wind-turbine-models.com/turbines/282-enercon-e-15 | 1 | 55.0 kW | - | 2.5 m/s | 8.5 m/s | 15.0 m | 176.0 m² | 3 | 312.5 W/m² | 3.2 m²/kW | 7.37m |  | 1 | 400.0 V | IGBT | 50 Hz | 18/22.5 m | No | 25.0 m/s |  | Glassfiber |  | galvanized | Yes |  |  | 55.0 U/min | 43 m/s | AeroStar | 1:18 | 1,000.0 U/min | [5 empty] | 1985 | 0.4 t
510 | 510 | 510 | 510 | 510 | 510 | 510 | Enercon E-16 - 55,00 kW - Wind turbine | https://en.wind-turbine-models.com/turbines/605-enercon-e-16 | 1 | 55.0 kW | - | 3.0 m/s | 12.0 m/s | 16.2 m | 206.1 m² | 3 | 266.9 W/m² | 3.7 m²/kW | 16WPX-TAR |  | 1 | 690.0 V | IGBT | 50 Hz | 22.5/28.5 m | No | 25.0 m/s | 59.5 m/s | Glassfiber |  | galvanized | Yes |  |  | 50.0 U/min | 42 m/s | Aerpac | 1:20 | 1,000.0 U/min
511 | 511 | 511 | 511 | 511 | 511 | 511 | Enercon E-17 - 80,00 kW - Wind turbine | https://en.wind-turbine-models.com/turbines/320-enercon-e-17 | 1 | 80.0 kW | - | 2.5 m/s | 13.0 m/s | 17.2 m | 232.4 m² | 3 | 344.2 W/m² | 2.9 m²/kW | 8.2m |  | 1 | 380.0 V | inverters | 50 Hz | 28.5/30.5 m | No | 25.0 m/s |  | GFRP | cylindric | painted | Yes |  |  | 55.0 U/min | 50 m/s | LM Glasfiber A/S |  | 1,500.0 U/min
512 | 512 | 512 | 512 | 512 | 512 | 512 | Enercon E-18 - 80,00 kW - Wind turbine | https://en.wind-turbine-models.com/turbines/353-enercon-e-18 | 1 | 80.0 kW | - | 2.5 m/s | 12.0 m/s | 18.0 m | 254.5 m² | 3 | 314.3 W/m² | 3.2 m²/kW | FX-84W | 3.0 | 1 | 380.0 V | inverters | 50 Hz | 28.5/30.1/32.5/34.1/36.7 m | No | 25.0 m/s | 67.0 m/s | GFK | cylindrical or tripod | painted | Yes |  |  | 52.0 U/min | 49 m/s | LM Glasfieber | 1:25 | 1,284.0 U/min |  | 5.0 t | 38.0 t | 48.0 t |  |  | 0.3 t
513 | 513 | 513 | 513 | 513 | 513 | 513 | Enercon E-18 Tripod - 80,00 kW - Wind turbine | https://en.wind-turbine-models.com/turbines/559-enercon-e-18-tripod | 1 | 80.0 kW | - | 2.0 m/s | 12.0 m/s | 18.0 m | 255.0 m² | 3 | 313.7 W/m² | 3.2 m²/kW | tripod | [5 empty] | 30.0 m | No | 35.0 m/s |  | GFRP |  | painted | Yes |  |  |  |  | LM Glasfiber A/S
514 | 514 | 514 | 514 | 514 | 514 | 514 | Enercon E-20 - 100,00 kW - Wind turbine | https://en.wind-turbine-models.com/turbines/1873-enercon-e-20 | 1 | 100.0 kW | - | 2.0 m/s |  | 20.0 m | 314.0 m² | 3 | 318.5 W/m² | 3.1 m²/kW | direct drive |  | 1 |  | IGBT | 50 Hz |  | No | 35.0 m/s |  | aluminum | conical |  | Yes |  |  |  |  | Enercon | [7 empty] | 2006
515 | 515 | 515 | 515 | 515 | 515 | 515 | Enercon E-30 - 300,00 kW - Wind turbine | https://en.wind-turbine-models.com/turbines/376-enercon-e-30 | 1 | 300.0 kW | - | 2.5 m/s | 13.5 m/s | 29.6 m | 707.0 m² | 3 | 424.3 W/m² | 2.4 m²/kW | AERO E-30 |  | 1 | 440.0 V | WR | 50.0 Hz | 50.0 m | No | 25.0 m/s | 70.0 m/s | GFK / Epoxy | conical | painted | Yes |  |  | 48.0 U/min | 74 m/s | Enercon |  |  | 3.8 t | 12.6 t | 27.3 t | 44.0 t |  |  | 0.3 t
516 | 516 | 516 | 516 | 516 | 516 | 516 | Enercon E-30 / 330 - 330,00 kW - Wind turbine | https://en.wind-turbine-models.com/turbines/369-enercon-e-30-330 | 1 | 330.0 kW | - | 2.5 m/s | 12.5 m/s | 33.0 m | 876.0 m² | 3 | 376.7 W/m² | 2.7 m²/kW | Gearless |  | 1 |  | inveter |  | 50 m | No | 34.0 m/s |  | Fibreglass epoxy resin |  |  | Yes |  |  | 45.0 U/min | 78 m/s | Enercon
517 | 517 | 517 | 517 | 517 | 517 | 517 | Enercon E-32 / 300 - 300,00 kW - Wind turbine | https://en.wind-turbine-models.com/turbines/367-enercon-e-32-300 | 1 | 300.0 kW | - | 3.0 m/s | 11.5 m/s | 32.0 m | 804.0 m² | 3 | 373.1 W/m² | 2.7 m²/kW | N32 WPX | 2.0 | 1 | 280.0 V | 12 Puls WR | 50.0 Hz | 34.0 m | No | 25.0 m/s | 67.0 m/s | GFK | conical | painted | Yes |  |  | 39.0 U/min | 65 m/s | Aerpac | 1:34 | 1,326.0 U/min |  | 20.0 t | 40.0 t |  |  |  | 1.4 t
518 | 518 | 518 | 518 | 518 | 518 | 518 | Enercon E-33 / 300 - 300,00 kW - Wind turbine | https://en.wind-turbine-models.com/turbines/368-enercon-e-33-300 | 1 | 300.0 kW | - | 3.0 m/s | 11.5 m/s | 33.0 m | 855.3 m² | 3 | 350.8 W/m² | 2.9 m²/kW | 33 WPX | 2.0 | 1 |  |  | 50 Hz | 35/41/47 m | No | 25.0 m/s |  | GFK |  |  | Yes |  |  | 39.0 U/min | 67 m/s | Aerpac
519 | 519 | 519 | 519 | 519 | 519 | 519 | Enercon E-36 - 400,00 kW - Wind turbine | https://en.wind-turbine-models.com/turbines/1801-enercon-e-36 | 1 | 400.0 kW | - | 3.0 m/s | 12.0 m/s | 36.0 m | 1,018.0 m² | 3 | 392.9 W/m² | 2.5 m²/kW | direct drive |  | 1 | 690.0 V | IGBT | 50 Hz | 45 m | No | 25.0 m/s |  |  | conical | painted | Yes |  |  | 40.0 U/min | 75 m/s | Enercon | [7 empty] | 1992
520 | 520 | 520 | 520 | 520 | 520 | 520 | Enercon E-40/5.40 - 500,00 kW - Wind turbine | https://en.wind-turbine-models.com/turbines/67-enercon-e-40-5.40 | 1 | 500.0 kW | - | 2.5 m/s | 12.0 m/s | 40.3 m | 1,275.0 m² | 3 | 392.2 W/m² | 2.6 m²/kW | Enercon 3 |  | 1 | 440.0 V | WR | 50.0 Hz | 42/48/65 m | No | 25.0 m/s | 70.0 m/s | GFK / Epoxy | conical | painted | Yes |  |  | 38.0 U/min | 80 m/s | Enercon |  |  | 2.7 t | 26.5 t | 120.0 t | 150.0 t |  |  | 0.9 t
521 | 521 | 521 | 521 | 521 | 521 | 521 | Enercon E-40/6.44 - 600,00 kW - Wind turbine | https://en.wind-turbine-models.com/turbines/68-enercon-e-40-6.44 | 1 | 600.0 kW | - | 2.5 m/s | 12.0 m/s | 43.7 m | 1,521.0 m² | 3 | 394.5 W/m² | 2.5 m²/kW | AERO E-40 |  | 1 | 440.0 V | WR | 50 Hz | 50/58/65/78 m | No | 28.0 m/s |  | GFK | conical | painted | Yes |  |  | 34.0 U/min | 78 m/s | Enercon |  |  | 8.7 t | 20.5 t | 99.0 t
522 | 522 | 522 | 522 | 522 | 522 | 522 | Enercon E-44 - 900,00 kW - Wind turbine | https://en.wind-turbine-models.com/turbines/531-enercon-e-44 | 1 | 900.0 kW | - | 3.0 m/s | 16.5 m/s | 44.0 m | 1,521.0 m² | 3 | 591.7 W/m² | 1.7 m²/kW | AERO E-44 |  | 1 | 690.0 V | IGBT | 50.0 Hz | 45/55 m | No | 34.0 m/s | 59.5 m/s | GFK | conical | painted | Yes |  | Ia | 34.0 U/min | 78 m/s | Enercon
523 | 523 | 523 | 523 | 523 | 523 | 523 | Enercon E-48 - 800,00 kW - Wind turbine | https://en.wind-turbine-models.com/turbines/529-enercon-e-48 | 1 | 800.0 kW | - | 3.0 m/s | 12.0 m/s | 48.0 m | 1,809.6 m² | 3 | 442.1 W/m² | 2.3 m²/kW | AERO E-48 |  | 1 | 690.0 V | IGBT | 50.0 Hz | 50/55/60/65/76 m | No | 34.0 m/s | 59.5 m/s | GFK | conical | painted | Yes | III | IIa | 31.0 U/min | 78 m/s | Enercon
524 | 524 | 524 | 524 | 524 | 524 | 524 | Enercon E-53 - 800,00 kW - Wind turbine | https://en.wind-turbine-models.com/turbines/530-enercon-e-53 | 1 | 800.0 kW | - | 3.0 m/s | 12.0 m/s | 52.9 m | 2,198.0 m² | 3 | 364.0 W/m² | 2.7 m²/kW | AERO E-53 |  | 1 | 690.0 V | IGBT | 50.0 Hz | 60/73 m | No | 34.0 m/s | 59.5 m/s | GFK | conical | painted | Yes | II |  | 28.3 U/min | 78 m/s | Enercon
525 | 525 | 525 | 525 | 525 | 525 | 525 | Enercon E-58/10.58 - 1,00 MW - Wind turbine | https://en.wind-turbine-models.com/turbines/114-enercon-e-58-10.58 | 1 | 1,000.0 kW | - | 2.5 m/s | 12.0 m/s | 58.6 m | 2,697.0 m² | 3 | 370.8 W/m² | 2.7 m²/kW | AERO E-58 |  | 1 | 440.0 V | WR | 50 Hz | 59/67/70.5/89 m | No | 34.0 m/s | 60.0 m/s | GFK / Epoxy | conical | painted | Yes |  |  | 24.0 U/min | 74 m/s | Enercon |  |  | 22.1 t | 61.0 t | 111.0 t
526 | 526 | 526 | 526 | 526 | 526 | 526 | Enercon E-66 - 1,50 MW - Wind turbine | https://en.wind-turbine-models.com/turbines/826-enercon-e-66 | 1 | 1,500.0 kW | - | 3.0 m/s | 12.5 m/s | 66.0 m | 3,421.2 m² | 3 | 438.4 W/m² | 2.3 m²/kW | 30.8 |  | 1 | 400.0 V | IGBT | 50 Hz | 60/67/86/98/103 m | No | 25.0 m/s | 70.0 m/s | GRP/epoxy | conical | painted | Yes |  |  | 20.3 U/min | 70 m/s | Enercon |  |  | 32.0 t | 67.0 t | 120.0 t | 225.0 t |  | 1995 | 4.0 t
527 | 527 | 527 | 527 | 527 | 527 | 527 | Enercon E-66/15.66 - 1,50 MW - Wind turbine | https://en.wind-turbine-models.com/turbines/915-enercon-e-66-15.66 | 1 | 1,500.0 kW | - | 2.5 m/s | 13.0 m/s | 66.0 m | 3,421.2 m² | 3 | 438.4 W/m² | 2.3 m²/kW | direct drive |  | 1 | 400.0 V | inverters | 50 Hz | 67/100 m | No | 25.0 m/s |  |  | conical | painted | Yes |  |  | 22.0 U/min | 76 m/s | Enercon
528 | 528 | 528 | 528 | 528 | 528 | 528 | Enercon E-66/15.70 - 1,50 MW - Wind turbine | https://en.wind-turbine-models.com/turbines/73-enercon-e-66-15.70 | 1 | 1,500.0 kW | - | 2.5 m/s | 13.0 m/s | 70.0 m | 3,848.0 m² | 3 | 389.8 W/m² | 2.6 m²/kW | AERO E-70 |  | 1 | 440.0 V | WR | 50.0 Hz | 65/80/86/98/114 m | No | 25.0 m/s | 70.0 m/s | GFK / Epoxy | conical | painted | Yes |  |  | 22.0 U/min | 81 m/s | Enercon |  |  | 27.3 t | 63.0 t | 876.0 t | 970.0 t |  |  | 3.9 t
529 | 529 | 529 | 529 | 529 | 529 | 529 | Enercon E-66/18.66 - 1,80 MW - Wind turbine | https://en.wind-turbine-models.com/turbines/856-enercon-e-66-18.66 | 1 | 1,800.0 kW | - | 2.5 m/s | 12.5 m/s | 66.0 m | 3,421.0 m² | 3 | 526.2 W/m² | 1.9 m²/kW | AERO E-66 |  | 1 | 690.0 V | IGBT | 50 Hz | 67/80/98 m | No | 34.0 m/s | 60.0 m/s | GFK | conical | painted | Yes |  |  | 22.0 U/min | 76 m/s | Enercon
530 | 530 | 530 | 530 | 530 | 530 | 530 | Enercon E-66/18.70 - 1,80 MW - Wind turbine | https://en.wind-turbine-models.com/turbines/135-enercon-e-66-18.70 | 1 | 1,800.0 kW | - | 2.5 m/s | 12.5 m/s | 70.0 m | 3,848.0 m² | 3 | 467.8 W/m² | 2.1 m²/kW | AERO E-70 |  | 1 | 440.0 V | WR | 50 Hz | 65/80/86/98/114 m | No | 34.0 m/s | 60.0 m/s | GFK / Epoxy | conical | painted | Yes |  |  | 22.0 U/min | 81 m/s | Enercon |  |  | 31.7 t | 68.8 t | 858.0 t
531 | 531 | 531 | 531 | 531 | 531 | 531 | Enercon E-66/20.70 - 2,00 MW - Wind turbine | https://en.wind-turbine-models.com/turbines/831-enercon-e-66-20.70 | 1 | 2,000.0 kW | - | 2.5 m/s | 14.0 m/s | 70.4 m | 3,893.0 m² | 3 | 513.7 W/m² | 1.9 m²/kW | E 70.3 |  | 1 | 440.0 V | IGBT | 50 Hz | 64/65/89/86/98/114 m | No | 34.0 m/s |  | GFK / Epoxy | conical | painted | Yes |  |  | 22.0 U/min | 81 m/s | Enercon
532 | 532 | 532 | 532 | 532 | 532 | 532 | Enercon E-70 E4 2.300 - 2,30 MW - Wind turbine | https://en.wind-turbine-models.com/turbines/69-enercon-e-70-e4-2.300 | 1 | 2,300.0 kW | - | 2.5 m/s | 15.0 m/s | 71.0 m | 3,959.0 m² | 3 | 581.0 W/m² | 1.7 m²/kW | with out. direct drive |  | 1 | 2,000.0 V | IGBT | 50.0 Hz | 58/64/70/85/98/99/113 m | No | 34.0 m/s |  | GRP | conical | painted | Yes | III | Ia | 21.0 U/min | 78 m/s | Enercon
533 | 533 | 533 | 533 | 533 | 533 | 533 | Enercon E-70 E4 2.000 - 2,00 MW - Wind turbine | https://en.wind-turbine-models.com/turbines/827-enercon-e-70-e4-2.000 | 1 | 2,000.0 kW | - | 2.5 m/s | 13.5 m/s | 71.0 m | 3,959.0 m² | 3 | 505.2 W/m² | 2.0 m²/kW | with out. direct drive |  | 1 | 690.0 V | IGBT | 50 Hz | 64/85/98/99/113 m | No | 34.0 m/s |  | GFK | conical | painted | Yes |  |  | 21.5 U/min | 80 m/s | Enercon
534 | 534 | 534 | 534 | 534 | 534 | 534 | Enercon E-82 - 2,30 MW - Wind turbine | https://en.wind-turbine-models.com/turbines/5-enercon-e-82 | 1 | 2,300.0 kW | - |  |  | 82.0 m | 5,281.0 m² | 3 | 435.5 W/m² | 2.3 m²/kW | with out. direct drive |  | 1 | 690.0 V | IGBT | 50.0 Hz | 78/138 m | No | 34.0 m/s |  |  | conical | painted | Yes |  |  | 18.5 U/min | 79 m/s | Enercon
535 | 535 | 535 | 535 | 535 | 535 | 535 | Enercon E-82 E2 2.300 - 2,30 MW - Wind turbine | https://en.wind-turbine-models.com/turbines/550-enercon-e-82-e2-2.300 | 1 | 2,300.0 kW | - | 3.0 m/s | 12.0 m/s | 82.0 m | 5,281.0 m² | 3 | 435.5 W/m² | 2.3 m²/kW | AERO E-82 |  | 1 | 690.0 V | IGBT | 50.0 Hz | 78/85/98/108/138 m | No | 34.0 m/s |  | GFK | conical | painted | Yes | III | IIa | 18.0 U/min | 77 m/s | Enercon
536 | 536 | 536 | 536 | 536 | 536 | 536 | Enercon E-82 E2 2.000 - 2,00 MW - Wind turbine | https://en.wind-turbine-models.com/turbines/835-enercon-e-82-e2-2.000 | 1 | 2,000.0 kW | - | 2.0 m/s | 12.5 m/s | 82.0 m | 5,281.0 m² | 3 | 378.7 W/m² | 2.6 m²/kW | AERO E-82 |  | 1 | 690.0 V | IGBT | 50.0 Hz | 78/85/98/108/138 m | No | 34.0 m/s |  | GFK / Epoxy | conical | painted | Yes | III | IIa | 18.0 U/min | 77 m/s | Enercon
537 | 537 | 537 | 537 | 537 | 537 | 537 | Enercon E-82 E3 3.000 - 3,00 MW - Wind turbine | https://en.wind-turbine-models.com/turbines/834-enercon-e-82-e3-3.000 | 1 | 3,000.0 kW | - | 3.0 m/s | 16.0 m/s | 82.0 m | 5,281.0 m² | 3 | 568.1 W/m² | 1.8 m²/kW | AERO E-82 |  | 1 | 690.0 V | IGBT | 50 Hz | 78/85/98/108/138 m | No | 34.0 m/s |  | GFK / Epoxy | conical | painted | Yes |  |  | 18.0 U/min | 77 m/s | Enercon
538 | 538 | 538 | 538 | 538 | 538 | 538 | Enercon E-82 E4 2.350 - 2,35 MW - Wind turbine | https://en.wind-turbine-models.com/turbines/1487-enercon-e-82-e4-2.350 | 1 | 2,350.0 kW | - | 2.0 m/s | 14.0 m/s | 82.0 m | 5,281.0 m² | 3 | 445.0 W/m² | 2.2 m²/kW | direct drive |  | 1 | 690.0 V | inverters | 50 Hz | 59/69/78/84 m | No | 34.0 m/s |  | GFRP | conical | painted | Yes |  | Ia | 18.0 U/min | 77 m/s | Enercon
539 | 539 | 539 | 539 | 539 | 539 | 539 | Enercon E-82 E4 3.000 - 3,00 MW - Wind turbine | https://en.wind-turbine-models.com/turbines/833-enercon-e-82-e4-3.000 | 1 | 3,000.0 kW | - | 3.0 m/s | 16.0 m/s | 82.0 m | 5,281.0 m² | 3 | 568.1 W/m² | 1.8 m²/kW | AERO E-82 |  | 1 | 690.0 V | IGBT | 50.0 Hz | 59/ 69/ 78/ 84 m | No | 34.0 m/s |  | GFK / Epoxy | conical | painted | Yes |  | Ia | 18.0 U/min | 77 m/s | Enercon
540 | 540 | 540 | 540 | 540 | 540 | 540 | Enercon E-82 E5 2.350 - 2,35 MW - Wind turbine | https://en.wind-turbine-models.com/turbines/934-enercon-e-82-e5-2.350 | 1 | 2,350.0 kW | - | 2.0 m/s | 14.0 m/s | 82.0 m | 5,281.0 m² | 3 | 445.0 W/m² | 2.2 m²/kW | with out. direct drive |  | 1 | 690.0 V | IGBT | 50 Hz | 78/84 m | No | 34.0 m/s |  | GFK | conical | painted | Yes |  | Ia | 18.0 U/min | 77 m/s | Enercon
541 | 541 | 541 | 541 | 541 | 541 | 541 | Enercon E-92 - 2,35 MW - Wind turbine | https://en.wind-turbine-models.com/turbines/131-enercon-e-92 | 1 | 2,350.0 kW | - | 2.0 m/s | 14.0 m/s | 92.0 m | 6,648.0 m² | 3 | 353.5 W/m² | 2.8 m²/kW | AERO E-92 |  | 1 | 690.0 V | IGBT | 50.0 Hz | 78/84/85/98/104/108/138 m | No | 25.0 m/s |  | GFK / Epoxy | conical | painted | Yes | III | IIa | 16.0 U/min | 77 m/s | Enercon
542 | 542 | 542 | 542 | 542 | 542 | 542 | Enercon E-101 - 3,05 MW - Wind turbine | https://en.wind-turbine-models.com/turbines/130-enercon-e-101 | 1 | 3,050.0 kW | - | 2.0 m/s | 13.0 m/s | 101.0 m | 8,012.0 m² | 3 | 380.7 W/m² | 2.6 m²/kW | with out. direct drive |  | 1 | 690.0 V | IGBT | 50.0 Hz | 99/124/135/149 m | No | 25.0 m/s |  | GFK / Epoxy | conical | painted | Yes | III | IIa | 14.5 U/min | 77 m/s | Enercon
543 | 543 | 543 | 543 | 543 | 543 | 543 | Enercon E-101 E2 3.050 - 3,05 MW - Wind turbine | https://en.wind-turbine-models.com/turbines/935-enercon-e-101-e2-3.050 | 1 | 3,050.0 kW | - | 2.0 m/s | 13.0 m/s | 101.0 m | 8,012.0 m² | 3 | 380.7 W/m² | 2.6 m²/kW | with out. direct drive |  | 1 | 690.0 V | IGBT | 50.0 Hz | 74 m | No | 34.0 m/s |  | GFK | conical | painted | Yes | IV | Ia | 14.5 U/min | 77 m/s | Enercon
544 | 544 | 544 | 544 | 544 | 544 | 544 | Enercon E-101 E2 3.500 - 3,50 MW - Wind turbine | https://en.wind-turbine-models.com/turbines/1289-enercon-e-101-e2-3.500 | 1 | 3,500.0 kW | - | 2.0 m/s | 15.0 m/s | 101.0 m | 8,012.0 m² | 3 | 436.8 W/m² | 2.3 m²/kW | direct drive |  | 1 | 690.0 V | inverters | 50 Hz | 74 m | No | 25.0 m/s |  | GFRP | conical | painted | Yes | IV | Ia | 14.5 U/min | 77 m/s | Enercon
545 | 545 | 545 | 545 | 545 | 545 | 545 | Enercon E-103 EP2 - 2,35 MW - Wind turbine | https://en.wind-turbine-models.com/turbines/1298-enercon-e-103-ep2 | 1 | 2,350.0 kW | - | 3.0 m/s | 12.0 m/s | 103.0 m | 8,332.0 m² | 3 | 282.0 W/m² | 3.5 m²/kW | direct drive |  | 1 |  | inverters | 50 Hz | 98/138 m | No | 34.0 m/s |  | GFRP | conical | painted | Yes |  | IIIa | 15.0 U/min | 81 m/s | Enercon
546 | 546 | 546 | 546 | 546 | 546 | 546 | Enercon E-112/45.114 - 4,50 MW - Wind turbine | https://en.wind-turbine-models.com/turbines/113-enercon-e-112-45.114 | 1 | 4,500.0 kW | - | 2.5 m/s | 13.0 m/s | 114.0 m | 10,207.0 m² | 3 | 440.9 W/m² | 2.3 m²/kW | AERO E-112 |  | 1 | 440.0 V | IGBT | 50 Hz | 124.0 m | No | 34.0 m/s | 57.0 m/s | GFK / Epoxy | conical | painted | Yes |  |  | 13.0 U/min | 78 m/s | Enercon |  |  |  |  | 2,500.0 t
547 | 547 | 547 | 547 | 547 | 547 | 547 | Enercon E-112/60.114 - 6,00 MW - Wind turbine | https://en.wind-turbine-models.com/turbines/846-enercon-e-112-60.114 | 1 | 6,000.0 kW | - | 2.5 m/s | 13.0 m/s | 114.0 m | 10,207.0 m² | 3 | 587.8 W/m² | 1.7 m²/kW | Aero E112 |  | 1 | 440.0 V | IGBT | 50 Hz | 124 m | No | 34.0 m/s | 57.0 m/s | GFK | conical | painted | Yes |  |  | 13.0 U/min | 78 m/s | Enercon |  |  |  |  | 2,500.0 t
548 | 548 | 548 | 548 | 548 | 548 | 548 | Enercon E-115 EP2 3.200 - 3,20 MW - Wind turbine | https://en.wind-turbine-models.com/turbines/1972-enercon-e-115-ep2-3.200 | 1 | 3,200.0 kW | - | 2.5 m/s |  | 115.7 m | 10,515.5 m² | 3 | 304.3 W/m² | 3.3 m²/kW | direct drive |  | 1 | 690.0 V | IGBT | 50 Hz | 92 / 122 / 135 / 149 m | No | 34.0 m/s | 59.5 m/s |  | conical | painted | Yes | IV | IIa | 12.8 U/min | 78 m/s | Enercon
549 | 549 | 549 | 549 | 549 | 549 | 549 | Enercon E-115 2.500 - 2,50 MW - Wind turbine | https://en.wind-turbine-models.com/turbines/427-enercon-e-115-2.500 | 1 | 2,500.0 kW | - | 3.0 m/s | 12.0 m/s | 115.0 m | 10,387.0 m² | 3 | 240.7 W/m² | 4.2 m²/kW | AERO E-115 |  | 1 | 690.0 V | IGBT | 50 Hz | 92.5/149 m | No | 34.0 m/s | 59.5 m/s | GFK / Epoxy | conical | painted | Yes |  |  | 12.8 U/min | 77 m/s | Enercon | [7 empty] | 2013
550 | 550 | 550 | 550 | 550 | 550 | 550 | Enercon E-115 3.000 - 3,00 MW - Wind turbine | https://en.wind-turbine-models.com/turbines/832-enercon-e-115-3.000 | 1 | 3,000.0 kW | - | 2.0 m/s | 11.5 m/s | 115.7 m | 10,515.5 m² | 3 | 285.3 W/m² | 3.5 m²/kW | with out. direct drive |  | 1 | 690.0 V | IGBT | 50.0 Hz | 92/135/149 m | No | 25.0 m/s |  | GFK / Epoxy | conical | painted | Yes | III | IIa | 12.8 U/min | 78 m/s | Enercon
551 | 551 | 551 | 551 | 551 | 551 | 551 | Enercon E-115 EP3 3.000 prototype - 3,00 MW - Wind turbine | https://en.wind-turbine-models.com/turbines/1335-enercon-e-115-ep3-3.000-prototype | 1 | 3,000.0 kW | - | 2.5 m/s | 12.8 m/s | 115.7 m | 10,516.0 m² | 3 | 285.3 W/m² | 3.5 m²/kW | direct drive |  | 1 |  | inverters | 50/60 Hz | 67 / 87 / 92 / 122 / 135 / 149 m | No | 34.0 m/s | 70.0 m/s | GFRP | conical | painted | Yes | III | Ia | 12.8 U/min | 78 m/s | Enercon
552 | 552 | 552 | 552 | 552 | 552 | 552 | Enercon E-115 EP3 E3 4.200 - 4,20 MW - Wind turbine | https://en.wind-turbine-models.com/turbines/1902-enercon-e-115-ep3-e3-4.200 | 1 | 4,200.0 kW | - | 2.5 m/s | 13.2 m/s | 115.7 m | 10,516.0 m² | 3 | 399.4 W/m² | 2.5 m²/kW | direct drive |  | 1 |  | inverters | 50/60 Hz | 67 / 87 / 92 / 122 / 135 / 149 m | No | 34.0 m/s | 70.0 m/s |  | conical | coated | Yes | IV | Ia | 13.2 U/min | 80 m/s | Enercon
553 | 553 | 553 | 553 | 553 | 553 | 553 | Enercon E-115 EP3 E4 - 4,26 MW - Wind turbine | https://en.wind-turbine-models.com/turbines/2360-enercon-e-115-ep3-e4 | 1 | 4,260.0 kW | - | 2.5 m/s |  | 115.7 m | 10,516.0 m² | 3 | 405.1 W/m² | 2.5 m²/kW | direct drive |  | 1 |  | inverter | 50/60 Hz | 77 / 92 m | No | 34.0 m/s | 59.5 m/s |  | conical | coated | Yes | IV | Ia | 13.2 U/min | 80 m/s | Enercon
554 | 554 | 554 | 554 | 554 | 554 | 554 | Enercon E-115 EP3 E3 2.990 - 2,99 MW - Wind turbine | https://en.wind-turbine-models.com/turbines/2311-enercon-e-115-ep3-e3-2.990 | 1 | 2,990.0 kW | - | 2.5 m/s |  | 115.7 m | 10,516.0 m² | 3 | 284.3 W/m² | 3.5 m²/kW | direct drive |  | 1 |  | full inverter IGBT | 50/60 Hz | 67 / 87 / 92 / 122 / 135 / 149 m | No | 34.0 m/s | 70.0 m/s |  | conical |  | Yes | IV | Ia | 12.7 U/min | 77 m/s | Enercon
555 | 555 | 555 | 555 | 555 | 555 | 555 | Enercon E-126 EP3 3.5MW - 3,50 MW - Wind turbine | https://en.wind-turbine-models.com/turbines/1702-enercon-e-126-ep3-3.5mw | 1 | 3,500.0 kW | - | 2.0 m/s | 14.0 m/s | 127.0 m | 12,667.0 m² | 3 | 276.3 W/m² | 3.6 m²/kW | direct drive |  | 1 |  | IGBT | 50/60 Hz | 86/116/135 m | No | 30.0 m/s |  |  | conical | painted | Yes |  | IIa | 11.8 U/min | 78 m/s | Enercon | [7 empty] | 2018
556 | 556 | 556 | 556 | 556 | 556 | 556 | Enercon E-126 EP3 3.0MW - 3,00 MW - Wind turbine | https://en.wind-turbine-models.com/turbines/1900-enercon-e-126-ep3-3.0mw | 1 | 3,000.0 kW | - |  |  | 127.0 m | 12,667.0 m² | 3 | 236.8 W/m² | 4.2 m²/kW | direct drive |  | 1 |  | inverters | 50/60 Hz | 86 / 99 / 116 / 135 m | No |  |  |  | conical | painted | Yes |  | IIa |  |  | Enercon
557 | 557 | 557 | 557 | 557 | 557 | 557 | Enercon E-126 EP3 4.0MW - 4,00 MW - Wind turbine | https://en.wind-turbine-models.com/turbines/1901-enercon-e-126-ep3-4.0mw | 1 | 4,000.0 kW | - |  |  | 127.0 m | 12,667.0 m² | 3 | 315.8 W/m² | 3.2 m²/kW | direct drive |  | 1 |  | inverters | 50/60 Hz | 86 / 99 / 116 / 135 m | No |  |  |  | conical | painted | Yes |  | IIa |  |  | Enercon
558 | 558 | 558 | 558 | 558 | 558 | 558 | Enercon E-126 EP4 - 4,20 MW - Wind turbine | https://en.wind-turbine-models.com/turbines/1183-enercon-e-126-ep4 | 1 | 4,200.0 kW | - | 3.0 m/s | 13.5 m/s | 127.0 m | 12,688.0 m² | 3 | 331.0 W/m² | 3.0 m²/kW | direct drive |  | 1 | 690.0 V | inverters | 50.0 Hz | 99/135/144 m | No | 34.0 m/s |  | GRP | conical | painted | Yes | III | IIa | 11.6 U/min | 77 m/s | Enercon
559 | 559 | 559 | 559 | 559 | 559 | 559 | Enercon E-126 6.000 - 6,00 MW - Wind turbine | https://en.wind-turbine-models.com/turbines/920-enercon-e-126-6.000 | 1 | 6,000.0 kW | - | 3.0 m/s | 16.5 m/s | 126.0 m | 12,667.0 m² | 3 | 473.7 W/m² | 2.1 m²/kW | with out. direct drive |  | 1 | 690.0 V | IGBT | 50 Hz | 135 m | No | 34.0 m/s |  | GFK | conical | painted | Yes |  |  | 12.1 U/min | 80 m/s | Enercon |  |  | 364.0 t | 348.0 t | 2,800.0 t | 7,000.0 t
560 | 560 | 560 | 560 | 560 | 560 | 560 | Enercon E-126 7.580 - 7,58 MW - Wind turbine | https://en.wind-turbine-models.com/turbines/14-enercon-e-126-7.580 | 1 | 7,580.0 kW | - | 3.0 m/s | 16.5 m/s | 127.0 m | 12,668.0 m² | 3 | 598.4 W/m² | 1.7 m²/kW | with out. direct drive |  | 1 | 690.0 V | IGBT | 50.0 Hz | 135.0 m | No | 34.0 m/s |  | GFK | conical | painted | Yes | III | Ia | 12.1 U/min | 80 m/s | Enercon
561 | 561 | 561 | 561 | 561 | 561 | 561 | Enercon E-136 EP5 - 4,65 MW - Wind turbine | https://en.wind-turbine-models.com/turbines/2064-enercon-e-136-ep5 | 1 | 4,650.0 kW | - | 2.5 m/s |  | 136.0 m | 14,584.0 m² | 3 | 318.8 W/m² | 3.1 m²/kW | without gearbox |  | 1 |  | IGBT | 50/60 Hz | 109 / 120 / 132 m | No | 25.0 m/s | 70.0 m/s | Glassfiber reinforced polyester | conical | painted | Yes |  | Ia | 11.0 U/min | 78 m/s
562 | 562 | 562 | 562 | 562 | 562 | 562 | Enercon E-138 EP3 - 3,50 MW - Wind turbine | https://en.wind-turbine-models.com/turbines/1703-enercon-e-138-ep3 | 1 | 3,500.0 kW | - | 2.0 m/s | 13.0 m/s | 138.0 m | 14,957.0 m² | 3 | 234.0 W/m² | 4.3 m²/kW | direct drive |  | 1 |  | IGBT | 50/60 Hz | 81/111/131/160 m | No | 28.0 m/s |  |  | conical | painted | Yes |  | IIIa | 10.8 U/min | 78 m/s | Enercon | [7 empty] | 2018
563 | 563 | 563 | 563 | 563 | 563 | 563 | Enercon E-138 EP3 E2 - 4,20 MW - Wind turbine | https://en.wind-turbine-models.com/turbines/1899-enercon-e-138-ep3-e2 | 1 | 4,200.0 kW | - | 2.5 m/s | 10.8 m/s | 138.6 m | 15,085.0 m² | 3 | 278.4 W/m² | 3.6 m²/kW | direct drive |  | 1 |  | inverters | 50/60 Hz | 81 / 111 / 131 / 160 m | No | 34.0 m/s | 52.5 m/s |  | conical | painted | Yes |  | IIIa | 10.8 U/min | 78 m/s | Enercon | [7 empty] | 2018
564 | 564 | 564 | 564 | 564 | 564 | 564 | Enercon E-138 EP3 E3 - 4,26 MW - Wind turbine | https://en.wind-turbine-models.com/turbines/2359-enercon-e-138-ep3-e3 | 1 | 4,260.0 kW | - | 2.5 m/s |  | 138.3 m | 15,011.0 m² | 3 | 283.8 W/m² | 3.5 m²/kW | direct drive |  | 1 |  | inverter | 50/60 Hz | 111 / 131 / 160 m | No | 28.0 m/s | 52.5 m/s |  |  |  | Yes | II | IIa | 10.8 U/min | 78 m/s | Enercon
565 | 565 | 565 | 565 | 565 | 565 | 565 | Enercon E-141 EP4 - 4,20 MW - Wind turbine | https://en.wind-turbine-models.com/turbines/1297-enercon-e-141-ep4 | 1 | 4,200.0 kW | - | 3.0 m/s | 14.0 m/s | 141.0 m | 15,614.5 m² | 3 | 269.0 W/m² | 3.7 m²/kW | direct drive |  | 1 |  | inverters | 50 Hz | 129/159 m | No | 34.0 m/s |  | GFRP | conical | painted | Yes |  | IIIa | 10.6 U/min | 78 m/s | Enercon
566 | 566 | 566 | 566 | 566 | 566 | 566 | Enercon E-147 EP5 E2 - 5,00 MW - Wind turbine | https://en.wind-turbine-models.com/turbines/2063-enercon-e-147-ep5-e2 | 1 | 5,000.0 kW | - | 2.5 m/s |  | 147.0 m | 16,972.0 m² | 3 | 294.6 W/m² | 3.4 m²/kW | without gearbox |  | 1 |  | IGBT | 50/60 Hz | 126 / 132 / 143 / 155 m | No | 25.0 m/s | 59.5 m/s | Glassfiber reinforced polyester | conical | painted | Yes | II | IIa | 10.3 U/min | 79 m/s | Enercon
567 | 567 | 567 | 567 | 567 | 567 | 567 | Enercon E-147 EP5 E1 - 4,30 MW - Wind turbine | https://en.wind-turbine-models.com/turbines/2310-enercon-e-147-ep5-e1 | 1 | 4,300.0 kW | - |  |  | 147.0 m |  | 3 | 0.0 W/m² | 0.0 m²/kW | direct drive |  | 1 |  |  |  | 126 / 155 m | No | [5 empty] | Yes |  | IIa |  |  | Enercon
568 | 568 | 568 | 568 | 568 | 568 | 568 | Enercon E-160 EP5 E1 - 4,60 MW - Wind turbine | https://en.wind-turbine-models.com/turbines/2062-enercon-e-160-ep5-e1 | 1 | 4,600.0 kW | - | 2.5 m/s |  | 160.0 m | 20,106.0 m² | 3 | 228.8 W/m² | 4.4 m²/kW | without gearbox |  | 1 |  | IGBT | 50/60 Hz | 120 / 166 m | No | 22.0 m/s | 52.5 m/s | Glassfiber reinforced polyester | conical | painted | Yes | II | IIIa |  |  | Enercon
569 | 569 | 569 | 569 | 569 | 569 | 569 | Enercon E-160 EP5 E3 - 5,56 MW - Wind turbine | https://en.wind-turbine-models.com/turbines/2309-enercon-e-160-ep5-e3 | 1 | 5,560.0 kW | - | 2.5 m/s |  | 160.0 m | 20,106.0 m² | 3 | 276.5 W/m² | 3.6 m²/kW | direct drive |  | 1 |  | IGBT-Control | 50/60 Hz | 98 / 114 / 120 / 166 / site specific m | No | 28.0 m/s | 52.5 m/s |  |  |  | Yes |  | IIIa | 9.4 U/min | 79 m/s | Enercon |  |  |  | 80.0 t |  |  |  | 2021
570 | 570 | 570 | 570 | 570 | 570 | 570 | Enercon E-160 EP5 E2 - 5,50 MW - Wind turbine | https://en.wind-turbine-models.com/turbines/2308-enercon-e-160-ep5-e2 | 1 | 5,500.0 kW | - | 2.5 m/s |  | 160.0 m | 20,106.0 m² | 3 | 273.6 W/m² | 3.7 m²/kW | direct drive |  | 1 |  | IGBT-Control | 50/60 Hz | 120 / 140 / 166 m | No | 22.0 m/s | 52.5 m/s |  |  |  | Yes |  | IIIa | 9.4 U/min | 79 m/s | Enercon | [7 empty] | 2021
571 | 571 | 571 | 571 | 571 | 571 | 571 | Enercon E-175 EP5 - 6,00 MW - Wind turbine | https://en.wind-turbine-models.com/turbines/2472-enercon-e-175-ep5 | 1 | 6,000.0 kW | - |  |  | 175.0 m | 24,000.0 m² | 3 | 250.0 W/m² | 4.0 m²/kW | 86m blade |  | 1 |  | full scale | 50/60 Hz | up to 163 m | No |  |  |  | conical | coated | Yes |  | S |  |  | Enercon | [7 empty] | 2024
572 | 572 | 572 | 572 | 572 | 572 | 572 | Energovars EWT315 - 315,00 kW - Wind turbine | https://en.wind-turbine-models.com/turbines/1456-energovars-ewt315 | 1 | 315.0 kW | - | 3.5 m/s |  | 30.0 m | 706.9 m² | 3 | 445.6 W/m² | 2.2 m²/kW | LM14.4 |  | 1 |  |  |  | 30/40 m | No | 24.0 m/s |  | GFK | conical | painted | Yes |  |  | 33.0 U/min | 52 m/s | LM Glasfiber
573 | 573 | 573 | 573 | 573 | 573 | 573 | Energovars EWT630 - 630,00 kW - Wind turbine | https://en.wind-turbine-models.com/turbines/2170-energovars-ewt630 | 1 | 630.0 kW | - | 4.0 m/s | 19.5 m/s | 41.0 m | 1,320.0 m² | 3 | 477.3 W/m² | 2.1 m²/kW | LM19.1 | 2.0 | 1 | 690.0 V |  | 50 Hz | 40 / 50 m | No | 24.0 m/s |  | glass-fibre reinforced epoxy | conical |  | Yes |  |  | 29.0 U/min | 62 m/s | LM | 1:35 | 1,015.0 U/min |  | 21.3 t | 34.8 t
574 | 574 | 574 | 574 | 574 | 574 | 574 | Enertech E 44A - 40,00 kW - Wind turbine | https://en.wind-turbine-models.com/turbines/514-enertech-e-44a | 1 | 40.0 kW | - | 5.4 m/s | 13.4 m/s | 13.0 m | 133.0 m² | 3 | 300.8 W/m² | 3.3 m²/kW | Planetary |  | 1 | 480.0 V | Thyristor | 50 Hz | 25/30/37/43 m | No | 22.4 m/s | 54.0 m/s | Fiberglas | conical | galvanized | Yes | [5 empty] | 1:32 | 1,850.0 U/min |  | 2.1 t
575 | 575 | 575 | 575 | 575 | 575 | 575 | Enertech E 1500 - 1,50 kW - Wind turbine | https://en.wind-turbine-models.com/turbines/515-enertech-e-1500 | 1 | 1.5 kW | - | 4.0 m/s | 10.0 m/s | 4.0 m | 12.6 m² | 3 | 119.0 W/m² | 8.4 m²/kW |  |  |  | 120.0 V |  |  |  | No | 20.0 m/s | 60.0 m/s |  |  |  | Yes | [8 empty] | 0.1 t
576 | 576 | 576 | 576 | 576 | 576 | 576 | Enertech Thunderbird 4000 - 4,00 kW - Wind turbine | https://en.wind-turbine-models.com/turbines/516-enertech-thunderbird-4000 | 1 | 4.0 kW | - | 3.6 m/s |  | 5.5 m | 23.8 m² | 3 | 168.1 W/m² | 6.0 m²/kW | Lattice |  |  | 220.0 V |  |  | 18 m | No |  |  |  |  | galvanized | Yes
577 | 577 | 577 | 577 | 577 | 577 | 577 | Enerwings Albatros - 200,00 kW - Wind turbine | https://en.wind-turbine-models.com/turbines/2477-enerwings-albatros | 1 | 200.0 kW | - |  |  | 34.0 m | 908.0 m² | 3 | 220.3 W/m² | 4.5 m²/kW | direct drive |  | 1 |  |  |  | 50 m | No |  |  | GFRP | conical | coated | Yes
578 | 578 | 578 | 578 | 578 | 578 | 578 | ENESSERE S.r.l. Hercules - 3,40 kW - Wind turbine | https://en.wind-turbine-models.com/turbines/1757-enessere-s.r.l.-hercules | 1 | 3.4 kW | - | 2.5 m/s |  | 3.8 m | 9.3 m² | 3 | 364.0 W/m² | 2.7 m²/kW | NACA 4-digit series cambered |  | 1 | 360.0 V | IGBT | 50 Hz | 8.89 m | No | 20.0 m/s | 33.0 m/s | Carbon Fiber / Paulownia or U.S. Cedar Wood | conical | Stainless Steel | Yes |  |  | 200.0 U/min | 39 m/s | Enessere |  |  | 0.7 t
579 | 579 | 579 | 579 | 579 | 579 | 579 | ENESSERE S.r.l. Pegasus - 3,40 kW - Wind turbine | https://en.wind-turbine-models.com/turbines/1758-enessere-s.r.l.-pegasus | 1 | 3.4 kW | - | 2.5 m/s |  | 3.8 m | 9.3 m² | 3 | 365.6 W/m² | 2.7 m²/kW | NACA 4-digit series cambered |  | 1 | 360.0 V | IGBT | 50 Hz | 8.89 m | No | 20.0 m/s | 28.0 m/s | Carbon Fiber Varnished | conical | galvanizing and subsequent painting | Yes |  |  | 200.0 U/min | 39 m/s | Enessere |  |  | 0.7 t
580 | 580 | 580 | 580 | 580 | 580 | 580 | Ennera Energy windera s - 3,20 kW - Wind turbine | https://en.wind-turbine-models.com/turbines/1432-ennera-energy-windera-s | 1 | 3.2 kW | - | 3.0 m/s | 11.0 m/s | 4.4 m | 14.9 m² | 3 | 214.3 W/m² | 4.7 m²/kW | direct drive |  | 1 | 400.0 V | converter | 50 Hz | 12 m | No | 25.0 m/s |  | Fiberglass. carbon-fi ber. epoxy resin. | tubular monopole | hot dip galvanized or painted | Yes |  | IIIa | 225.0 U/min | 51 m/s | Ennera |  |  |  | 0.2 t
581 | 581 | 581 | 581 | 581 | 581 | 581 | eno energy eno 82 2.0 - 2,05 MW - Wind turbine | https://en.wind-turbine-models.com/turbines/108-eno-energy-eno-82-2.0 | 1 | 2,050.0 kW | - | 3.0 m/s | 13.0 m/s | 82.4 m | 5,333.0 m² | 3 | 384.4 W/m² | 2.6 m²/kW | LM 40 | 3.0 | 1 | 690.0 V | inverters | 50.0 Hz | 58.6/80/101/108 m | No | 25.0 m/s |  | GFK | conical | painted | Yes | III | IIa | 17.9 U/min | 77 m/s | LM Glasfieber | 1:96 | 1,718.0 U/min
582 | 582 | 582 | 582 | 582 | 582 | 582 | eno energy eno 82 1.5 - 1,50 MW - Wind turbine | https://en.wind-turbine-models.com/turbines/1934-eno-energy-eno-82-1.5 | 1 | 1,500.0 kW | - | 3.0 m/s | 12.0 m/s | 82.4 m | 5,333.0 m² | 3 | 281.3 W/m² | 3.6 m²/kW | 40m |  | 1 | 690.0 V | inverters | 50/60 Hz | 58.6 / 86 m | No | 25.0 m/s |  | GRP | conical | painted | Yes |  | IIa | 16.8 U/min | 72 m/s | LM Wind Power | 1:96 | 1,612.0 U/min
583 | 583 | 583 | 583 | 583 | 583 | 583 | eno energy eno 92 - 2,20 MW - Wind turbine | https://en.wind-turbine-models.com/turbines/652-eno-energy-eno-92 | 1 | 2,200.0 kW | - | 3.0 m/s | 13.0 m/s | 92.8 m | 6,764.0 m² | 3 | 325.3 W/m² | 3.1 m²/kW | LM 45.3 | 3.0 | 1 | 690.0 V | IGBT | 50.0 Hz | 103/123 m | No | 25.0 m/s |  | GFK | conical | painted | Yes | II | IIIa | 14.8 U/min | 72 m/s | LM Glasfieber | 1:111 | 1,642.0 U/min
584 | 584 | 584 | 584 | 584 | 584 | 584 | eno energy eno 100 - 2,20 MW - Wind turbine | https://en.wind-turbine-models.com/turbines/651-eno-energy-eno-100 | 1 | 2,200.0 kW | - | 3.0 m/s | 12.0 m/s | 100.5 m | 7,926.0 m² | 3 | 277.6 W/m² | 3.6 m²/kW | LM 49.1 | 3.0 | 1 | 690.0 V | IGBT | 50.0 Hz | 99.0 m | No | 25.0 m/s |  | GRP | conical | painted | Yes | II | IIIa | 14.2 U/min | 75 m/s | LM Glasfieber | 1:111 | 1,576.0 U/min
585 | 585 | 585 | 585 | 585 | 585 | 585 | eno energy eno 114 3.5 - 3,50 MW - Wind turbine | https://en.wind-turbine-models.com/turbines/283-eno-energy-eno-114-3.5 | 1 | 3,500.0 kW | - | 3.0 m/s | 13.0 m/s | 114.9 m | 10,369.0 m² | 3 | 337.5 W/m² | 3.0 m²/kW | e.n.o. 56.0 |  | 1 | 690.0 V | inverters | 50 Hz | 92/128/142 m | No | 25.0 m/s |  | GFK | conical | painted | Yes | III | S | 13.2 U/min | 79 m/s | e.n.o. energy | 1:119 | 1,570.0 U/min | [5 empty] | 2012
586 | 586 | 586 | 586 | 586 | 586 | 586 | eno energy eno 114 4.0 - 4,00 MW - Wind turbine | https://en.wind-turbine-models.com/turbines/1473-eno-energy-eno-114-4.0 | 1 | 4,000.0 kW | - | 3.0 m/s | 13.5 m/s | 114.9 m | 10,369.0 m² | 3 | 385.8 W/m² | 2.6 m²/kW | 56m |  | 1 | 690.0 V | inverters | 50.0 Hz | 92/127.5/142 m | No | 25.0 m/s |  | GFRP | conical | painted | Yes | IV | IIa | 11.8 U/min | 71 m/s | eno energy | 1:119 | 1,570.0 U/min
587 | 587 | 587 | 587 | 587 | 587 | 587 | eno energy eno 114 4.8 - 4,80 MW - Wind turbine | https://en.wind-turbine-models.com/turbines/1742-eno-energy-eno-114-4.8 | 1 | 4,800.0 kW | - | 3.0 m/s | 14.0 m/s | 114.9 m | 10,369.0 m² | 3 | 462.9 W/m² | 2.2 m²/kW | 56m |  | 1 | 690.0 V | IGBT | 50 Hz | 92 / 127.5 / 142 m | No | 25.0 m/s |  | GFRP | conical | painted | Yes | IV | IIa | 11.8 U/min | 71 m/s | eno energy | 1:119 | 1,570.0 U/min
588 | 588 | 588 | 588 | 588 | 588 | 588 | eno energy eno 126 3.5 - 3,50 MW - Wind turbine | https://en.wind-turbine-models.com/turbines/653-eno-energy-eno-126-3.5 | 1 | 3,500.0 kW | - | 3.0 m/s | 13.0 m/s | 126.0 m | 12,468.0 m² | 3 | 280.7 W/m² | 3.6 m²/kW | EB 61.6 |  | 1 | 690.0 V | IGBT | 50.0 Hz | 117/137 m | No | 25.0 m/s |  | GFK / CfK | conical | painted | Yes | III | S | 12.8 U/min | 84 m/s | e.n.o. | 1:119 | 1,523.0 U/min
589 | 589 | 589 | 589 | 589 | 589 | 589 | eno energy eno 126 4.0 - 4,00 MW - Wind turbine | https://en.wind-turbine-models.com/turbines/1484-eno-energy-eno-126-4.0 | 1 | 4,000.0 kW | - | 3.0 m/s | 13.0 m/s | 126.0 m | 12,468.0 m² | 3 | 320.8 W/m² | 3.1 m²/kW | 61.6m |  | 1 |  | inverters | 50 Hz | 97/117/137 m | No | 25.0 m/s |  | GRP / CFRP | conical | painted | Yes | IV | IIa | 11.2 U/min | 74 m/s | eno energy | 1:119 | 1,333.0 U/min
590 | 590 | 590 | 590 | 590 | 590 | 590 | eno energy eno 126 4.8 - 4,80 MW - Wind turbine | https://en.wind-turbine-models.com/turbines/1741-eno-energy-eno-126-4.8 | 1 | 4,800.0 kW | - | 3.0 m/s | 14.0 m/s | 126.0 m | 12,469.0 m² | 3 | 385.0 W/m² | 2.6 m²/kW | 61.6m |  | 1 |  | IGBT | 50 Hz | 87 / 97 / 117 / 137 / 162 m | No | 25.0 m/s |  | GRP / CFRP | conical | coated | Yes | IV | S | 11.2 U/min | 74 m/s | eno energy | 1:126 | 1,411.0 U/min
591 | 591 | 591 | 591 | 591 | 591 | 591 | eno energy eno 136 - 4,50 MW - Wind turbine | https://en.wind-turbine-models.com/turbines/2302-eno-energy-eno-136 | 1 | 4,500.0 kW | - | 3.0 m/s | 13.0 m/s | 136.4 m | 14,612.0 m² | 3 | 308.0 W/m² | 3.2 m²/kW | 66.8m |  | 1 |  | full inverter IGBT | 50 Hz | 81 / 111 / 131 / 151 / 161 m | No | 25.0 m/s |  | GFRP / Carbon |  |  | Yes |  | IIIa | 12.0 U/min | 86 m/s | eno | 1:151
592 | 592 | 592 | 592 | 592 | 592 | 592 | eno energy eno 140 - 4,20 MW - Wind turbine | https://en.wind-turbine-models.com/turbines/2471-eno-energy-eno-140 | 1 | 4,200.0 kW | - | 3.0 m/s | 12.0 m/s | 140.8 m | 15,570.0 m² | 3 | 269.7 W/m² | 3.7 m²/kW | 69m blades | [5 empty] | 109 / 129 m | No | 22.0 m/s |  |  |  |  | Yes |  |  | 9.8 U/min | 72 m/s
593 | 593 | 593 | 593 | 593 | 593 | 593 | eno energy eno 152 - 5,60 MW - Wind turbine | https://en.wind-turbine-models.com/turbines/2301-eno-energy-eno-152 | 1 | 5,600.0 kW | 5,600.0 - 6,000.0 kW | 3.0 m/s | 13.5 m/s | 151.3 m | 17,979.0 m² | 3 | 311.5 W/m² | 3.2 m²/kW | 74m |  | 1 |  | full inverter IGBT | 50 Hz | 124 / 165 m | No | 25.0 m/s | - | GFRP |  |  | Yes | III | IIa, S | 10.2 U/min | 81 m/s | eno | 1:150
594 | 594 | 594 | 594 | 594 | 594 | 594 | eno energy eno 160 - 6,00 MW - Wind turbine | https://en.wind-turbine-models.com/turbines/2300-eno-energy-eno-160 | 1 | 6,000.0 kW | 5,400.0 - 6,000.0 kW | 3.0 m/s | 13.5 m/s | 160.0 m | 20,100.0 m² | 3 | 298.5 W/m² | 3.4 m²/kW | steel tube / hybrid |  |  |  | full inverter IGBT | 50/60 Hz | 100 / 120 / 150 / 165 m | No | 24.0 m/s | - |  |  |  | Yes |  | S | 9.8 U/min | 82 m/s
595 | 595 | 595 | 595 | 595 | 595 | 595 | Enron 1.5 s - 1,50 MW - Wind turbine | https://en.wind-turbine-models.com/turbines/371-enron-1.5-s | 1 | 1,500.0 kW | - | 3.0 m/s | 12.0 m/s | 70.5 m | 3,902.0 m² | 3 | 384.4 W/m² | 2.6 m²/kW | LM34/AXP70/NOI34 | 3.0 | 1 | 690.0 V | IGBT | 50 Hz | 65/80/85/100 m | No | 25.0 m/s | 60.0 m/s | GFK / Epoxy | conical | coated | Yes |  |  | 20.0 U/min | 74 m/s | LM Glasfieber/ Aerpac. NOI | 1:90 | 1,800.0 U/min | 28.0 t | 49.0 t | 132.0 t
596 | 596 | 596 | 596 | 596 | 596 | 596 | Enron 1.5 s offshore - 1,50 MW - Wind turbine | https://en.wind-turbine-models.com/turbines/91-enron-1.5-s-offshore | 1 | 1,500.0 kW | - | 3.0 m/s | 12.0 m/s | 70.5 m | 3,902.0 m² | 3 | 384.4 W/m² | 2.6 m²/kW | LM34/AXP70/NOI34 | 3.0 | 1 | 690.0 V | IGBT | 50 Hz | 65 m | Yes | 25.0 m/s | 60.0 m/s | GFK / Epoxy | conical | coated | No |  |  | 20.0 U/min | 74 m/s | LM Glasfieber/ Aerpac. NOI | 1:90 | 1,800.0 U/min | 28.0 t | 49.0 t | 76.0 t
597 | 597 | 597 | 597 | 597 | 597 | 597 | Enron 1.5 sl - 1,50 MW - Wind turbine | https://en.wind-turbine-models.com/turbines/18-enron-1.5-sl | 1 | 1,500.0 kW | - | 3.0 m/s | 11.8 m/s | 77.0 m | 4,657.0 m² | 3 | 322.1 W/m² | 3.1 m²/kW | LM 37.3 | 3.0 | 1 | 690.0 V | IGBT | 50 Hz | 61/80/85/100 m | No | 25.0 m/s | 60.0 m/s | GFK / Epoxy | conical | coated | Yes |  |  | 18.0 U/min | 73 m/s | LM Glasfieber | 1:98 | 1,800.0 U/min | 31.0 t | 49.0 t | 158.0 t
598 | 598 | 598 | 598 | 598 | 598 | 598 | Enron 750i - 750,00 kW - Wind turbine | https://en.wind-turbine-models.com/turbines/111-enron-750i | 1 | 750.0 kW | - | 4.0 m/s | 11.3 m/s | 50.0 m | 1,963.0 m² | 3 | 382.1 W/m² | 2.6 m²/kW | LM/Tecsis | 2.0 | 1 | 690.0 V | WR | 50/60 Hz | 55 m | No | 29.0 m/s | 60.0 m/s | GFK | conical | coated | Yes |  |  | 32.3 U/min | 85 m/s | LM Glasfieber/Tecsis | 1:41 | 1,310.0 U/min | 14.5 t | 21.5 t | 49.0 t
599 | 599 | 599 | 599 | 599 | 599 | 599 | Enron 900s - 900,00 kW - Wind turbine | https://en.wind-turbine-models.com/turbines/395-enron-900s | 1 | 900.0 kW | - | 4.0 m/s | 11.6 m/s | 55.0 m | 2,206.0 m² | 3 | 408.0 W/m² | 2.5 m²/kW | EW 26 | 3.0 | 1 | 690.0 V | WR | 50 Hz | 60 m | No | 25.0 m/s | 60.0 m/s | GFK | conical | coated | Yes |  |  | 28.0 U/min | 81 m/s | Tecsis | 1:65 | 2,000.0 U/min | 14.0 t | 27.0 t | 64.0 t
600 | 600 | 600 | 600 | 600 | 600 | 600 | Envision EN70-1.5 - 1,50 MW - Wind turbine | https://en.wind-turbine-models.com/turbines/1521-envision-en70-1.5 | 1 | 1,500.0 kW | - | 4.0 m/s | 11.6 m/s | 70.6 m | 3,915.0 m² | 3 | 383.1 W/m² | 2.6 m²/kW | double fed induction |  | 1 | 690.0 V | inverters | 50/60 Hz | 65 m | No | 25.0 m/s |  |  | cylindrical and tapered | painted | Yes |  | Ia
601 | 601 | 601 | 601 | 601 | 601 | 601 | Envision EN77-1.5 - 1,50 MW - Wind turbine | https://en.wind-turbine-models.com/turbines/1522-envision-en77-1.5 | 1 | 1,500.0 kW | - | 3.5 m/s | 11.5 m/s | 77.5 m | 4,718.0 m² | 3 | 317.9 W/m² | 3.1 m²/kW | double fed induction |  | 1 | 690.0 V | inverters | 50/60 Hz | 65/80 m | No | 25.0 m/s |  |  | cylindrical and tapered | painted | Yes |  | IIa
602 | 602 | 602 | 602 | 602 | 602 | 602 | Envision EN82-1.5 - 1,50 MW - Wind turbine | https://en.wind-turbine-models.com/turbines/1523-envision-en82-1.5 | 1 | 1,500.0 kW | - | 3.0 m/s | 10.5 m/s | 82.5 m | 5,346.0 m² | 3 | 280.6 W/m² | 3.6 m²/kW | double fed induction |  | 1 | 690.0 V | inverters | 50/60 Hz | 65/80 m | No | 25.0 m/s |  |  | cylindrical and tapered | painted | Yes |  | IIIa
603 | 603 | 603 | 603 | 603 | 603 | 603 | Envision EN87-1.5 - 1,50 MW - Wind turbine | https://en.wind-turbine-models.com/turbines/1524-envision-en87-1.5 | 1 | 1,500.0 kW | - | 3.0 m/s | 10.0 m/s | 87.0 m | 5,945.0 m² | 3 | 252.3 W/m² | 4.0 m²/kW | double fed induction |  | 1 | 690.0 V | inverters | 50/60 Hz | 70 m | No | 25.0 m/s |  |  | cylindrical and tapered | painted | Yes |  | IIIb
604 | 604 | 604 | 604 | 604 | 604 | 604 | Envision EN93-1.5 - 1,50 MW - Wind turbine | https://en.wind-turbine-models.com/turbines/1513-envision-en93-1.5 | 1 | 1,500.0 kW | - | 3.0 m/s | 9.5 m/s | 93.0 m | 6,793.0 m² | 3 | 220.8 W/m² | 4.5 m²/kW | double fed induction |  | 1 | 690.0 V | inverters | 50 Hz | 80/90/100 m | No | 20.0 m/s | 52.5 m/s |  | cylindrical and tapered | painted outside C5m | Yes |  | S
605 | 605 | 605 | 605 | 605 | 605 | 605 | Envision EN106-1.8 - 1,80 MW - Wind turbine | https://en.wind-turbine-models.com/turbines/1514-envision-en106-1.8 | 1 | 1,800.0 kW | - | 3.0 m/s | 9.5 m/s | 106.0 m | 8,825.0 m² | 3 | 204.0 W/m² | 4.9 m²/kW | double fed induction |  | 1 | 690.0 V | inverters | 50 Hz | 80/90/100 m | No | 20.0 m/s | 52.5 m/s |  | cylindrical and tapered | painted outside C5m | Yes |  | S
606 | 606 | 606 | 606 | 606 | 606 | 606 | Envision EN110-2.1 - 2,10 MW - Wind turbine | https://en.wind-turbine-models.com/turbines/1515-envision-en110-2.1 | 1 | 2,100.0 kW | - | 3.0 m/s | 9.5 m/s | 110.0 m | 9,503.0 m² | 3 | 221.0 W/m² | 4.5 m²/kW | double fed induction |  | 1 | 690.0 V | inverters | 50 Hz | 80/90/100 m | No | 20.0 m/s | 59.5 m/s |  | cylindrical and tapered | painted outside C5m | Yes |  | S
607 | 607 | 607 | 607 | 607 | 607 | 607 | Envision EN110-2.2 - 2,20 MW - Wind turbine | https://en.wind-turbine-models.com/turbines/1516-envision-en110-2.2 | 1 | 2,200.0 kW | - | 3.0 m/s | 9.5 m/s | 110.0 m | 9,503.0 m² | 3 | 231.5 W/m² | 4.3 m²/kW | double fed induction |  | 1 | 690.0 V | inverters | 50 Hz | 80/90/100/125 m | No | 20.0 m/s | 59.5 m/s |  | cylindrical and tapered | painted outside C5m | Yes |  | S
608 | 608 | 608 | 608 | 608 | 608 | 608 | Envision EN100-2.3 - 2,30 MW - Wind turbine | https://en.wind-turbine-models.com/turbines/288-envision-en100-2.3 | 1 | 2,300.0 kW | - | 4.0 m/s | 10.3 m/s | 99.7 m | 7,807.0 m² | 3 | 294.6 W/m² | 3.4 m²/kW | double fed induction |  | 1 | 690.0 V | inverters | 50/60 Hz | 80/100/125 m | No | 20.0 m/s |  |  | cylindrical and tapered | painted outside C5m | Yes
609 | 609 | 609 | 609 | 609 | 609 | 609 | Envision EN103-2.3 - 2,30 MW - Wind turbine | https://en.wind-turbine-models.com/turbines/1520-envision-en103-2.3 | 1 | 2,300.0 kW | - | 4.0 m/s | 10.5 m/s | 103.0 m | 8,332.0 m² | 3 | 276.0 W/m² | 3.6 m²/kW | double fed induction |  | 1 | 690.0 V | inverters | 50 Hz | 80/90/100/120 m | No | 25.0 m/s |  |  | cylindrical and tapered | painted outside C5m | Yes |  | Ia
610 | 610 | 610 | 610 | 610 | 610 | 610 | Envision EN110-2.3 - 2,30 MW - Wind turbine | https://en.wind-turbine-models.com/turbines/1517-envision-en110-2.3 | 1 | 2,300.0 kW | - | 3.0 m/s | 10.0 m/s | 110.0 m | 9,503.0 m² | 3 | 242.0 W/m² | 4.1 m²/kW | double fed induction |  | 1 | 690.0 V | inverters | 50 Hz | 80/90/100 m | No | 25.0 m/s | 52.5 m/s |  | cylindrical and tapered | painted outside C5m | Yes |  | S
611 | 611 | 611 | 611 | 611 | 611 | 611 | Envision EN115-2.3 - 2,30 MW - Wind turbine | https://en.wind-turbine-models.com/turbines/1506-envision-en115-2.3 | 1 | 2,300.0 kW | - | 3.0 m/s | 9.4 m/s | 115.0 m | 10,387.0 m² | 3 | 221.4 W/m² | 4.5 m²/kW | double fed induction |  | 1 | 690.0 V | inverters | 50/60 Hz | 80/90/120 m | No | 20.0 m/s |  |  | cylindrical and tapered | painted | Yes |  | IIIa
612 | 612 | 612 | 612 | 612 | 612 | 612 | Envision EN128-2.3 - 2,30 MW - Wind turbine | https://en.wind-turbine-models.com/turbines/1507-envision-en128-2.3 | 1 | 2,300.0 kW | - | 2.8 m/s | 9.0 m/s | 128.0 m | 12,868.0 m² | 3 | 178.7 W/m² | 5.6 m²/kW | double fed induction |  | 1 | 690.0 V | inverters | 50/60 Hz | 80/90/120 m | No | 20.0 m/s |  |  | cylindrical and tapered | painted | Yes |  | S
613 | 613 | 613 | 613 | 613 | 613 | 613 | Envision EN110-2.5 - 2,50 MW - Wind turbine | https://en.wind-turbine-models.com/turbines/1508-envision-en110-2.5 | 1 | 2,500.0 kW | - | 3.0 m/s | 10.0 m/s | 110.0 m | 9,503.0 m² | 3 | 263.1 W/m² | 3.8 m²/kW | 53.8m | 3.0 | 1 | 690.0 V | partial converter | 50/60 Hz | 80/90/120/site specific m | No | 25.0 m/s |  |  | conical | painted | Yes |  | S
614 | 614 | 614 | 614 | 614 | 614 | 614 | Envision EN128-2.5 - 2,50 MW - Wind turbine | https://en.wind-turbine-models.com/turbines/1509-envision-en128-2.5 | 1 | 2,500.0 kW | - | 3.0 m/s | 9.5 m/s | 128.0 m | 12,868.0 m² | 3 | 194.3 W/m² | 5.1 m²/kW | double fed induction |  | 1 | 690.0 V | inverters | 50/60 Hz | 80/90/120 m | No | 25.0 m/s |  |  | cylindrical and tapered | painted | Yes |  | S
615 | 615 | 615 | 615 | 615 | 615 | 615 | Envision EN131-2.5 - 2,50 MW - Wind turbine | https://en.wind-turbine-models.com/turbines/1760-envision-en131-2.5 | 1 | 2,500.0 kW | - | 3.0 m/s |  | 131.0 m | 13,519.0 m² | 3 | 184.9 W/m² | 5.4 m²/kW | 64.5m | 3.0 | 1 |  | partial converter | 50 Hz | 106.4/120/140/site specific m | No | 20.0 m/s |  |  | conical | painted | Yes |  | S | [11 empty] | 13.6 t
616 | 616 | 616 | 616 | 616 | 616 | 616 | Envision EN132-2.8 - 2,80 MW - Wind turbine | https://en.wind-turbine-models.com/turbines/1510-envision-en132-2.8 | 1 | 2,800.0 kW | - | 3.0 m/s | 11.0 m/s | 132.0 m | 13,685.0 m² | 3 | 204.6 W/m² | 4.9 m²/kW | double fed induction |  | 1 | 690.0 V | inverters | 50/60 Hz | 80/90/120 m | No | 20.0 m/s |  |  | cylindrical and tapered | painted | Yes |  | IIb
617 | 617 | 617 | 617 | 617 | 617 | 617 | Envision EN120-3.0 - 3,00 MW - Wind turbine | https://en.wind-turbine-models.com/turbines/1280-envision-en120-3.0 | 1 | 3,000.0 kW | - | 3.0 m/s | 11.0 m/s | 120.0 m | 11,310.0 m² | 3 | 265.3 W/m² | 3.8 m²/kW | Eco-Swing HTS superconducting |  | 1 | 690.0 V | inverters | 50/60 Hz | 90 m | No | 25.0 m/s | 59.5 m/s |  | conical | painted | Yes |  | IIa |  |  | LM Glasfiber A/S
618 | 618 | 618 | 618 | 618 | 618 | 618 | Envision EN140-3.0 - 3,00 MW - Wind turbine | https://en.wind-turbine-models.com/turbines/1761-envision-en140-3.0 | 1 | 3,000.0 kW | - | 3.0 m/s |  | 140.0 m | 15,386.0 m² | 3 | 195.0 W/m² | 5.1 m²/kW | 68.6m | 3.0 | 1 |  | IGBT | 50 Hz | 90m/110m/125m/140m/site specific m | No | 20.0 m/s |  |  | conical | painted | Yes |  | S | [11 empty] | 11.5 t
619 | 619 | 619 | 619 | 619 | 619 | 619 | Envision EN130-4.0 - 4,00 MW - Wind turbine | https://en.wind-turbine-models.com/turbines/1518-envision-en130-4.0 | 1 | 4,000.0 kW | - | 3.0 m/s | 12.0 m/s | 130.0 m | 13,273.0 m² | 3 | 301.4 W/m² | 3.3 m²/kW | induction |  | 1 | 690.0 V | inverters | 50 Hz | 80 or side specific m | No | 25.0 m/s | 70.0 m/s |  | cylindrical and tapered | painted outside C5m | Yes |  | Ib
620 | 620 | 620 | 620 | 620 | 620 | 620 | Envision EN136-4.0 - 4,00 MW - Wind turbine | https://en.wind-turbine-models.com/turbines/1519-envision-en136-4.0 | 1 | 4,000.0 kW | - | 3.0 m/s | 10.0 m/s | 136.0 m | 14,527.0 m² | 3 | 275.3 W/m² | 3.6 m²/kW | induction |  | 1 | 690.0 V | inverters | 50 Hz | 80 or side specific m | No | 25.0 m/s | 56.0 m/s |  | cylindrical and tapered | painted outside C5m | Yes |  | S
621 | 621 | 621 | 621 | 621 | 621 | 621 | Envision EN130-4.2 - 4,20 MW - Wind turbine | https://en.wind-turbine-models.com/turbines/1511-envision-en130-4.2 | 1 | 4,200.0 kW | - | 3.0 m/s | 12.0 m/s | 130.0 m | 13,273.0 m² | 3 | 316.4 W/m² | 3.2 m²/kW | synchronous |  | 1 | 750.0 V | inverters | 50/60 Hz | 80/90/110 m | Yes | 25.0 m/s |  |  | cylindrical and tapered | painted |  |  | Ib
622 | 622 | 622 | 622 | 622 | 622 | 622 | Envision EN136-4.2 - 4,20 MW - Wind turbine | https://en.wind-turbine-models.com/turbines/1512-envision-en136-4.2 | 1 | 4,200.0 kW | - | 3.0 m/s | 10.5 m/s | 136.0 m | 14,527.0 m² | 3 | 289.1 W/m² | 3.5 m²/kW | synchronous |  | 1 | 750.0 V | inverters | 50/60 Hz | 80/90/110 m | Yes | 25.0 m/s |  |  | cylindrical and tapered | painted |  |  | S
623 | 623 | 623 | 623 | 623 | 623 | 623 | Envision EN148-4.5 - 4,50 MW - Wind turbine | https://en.wind-turbine-models.com/turbines/1759-envision-en148-4.5 | 1 | 4,500.0 kW | - | 3.0 m/s |  | 148.0 m | 17,087.0 m² | 3 | 263.4 W/m² | 3.8 m²/kW | 72.5m | 3.0 |  |  | full scale converter | 50/60 Hz | 106/126/site specific m | Yes | 25.0 m/s |  |  | conical | painted |  |  | S
624 | 624 | 624 | 624 | 624 | 624 | 624 | Envision EN121-3.4 - 3,40 MW - Wind turbine | https://en.wind-turbine-models.com/turbines/1939-envision-en121-3.4 | 1 | 3,400.0 kW | - | 3.0 m/s |  | 121.0 m | 11,499.0 m² | 3 | 295.7 W/m² | 3.4 m²/kW | 59.4m | 3.0 | 1 |  | partial converter | 50 Hz | 80 / 90 / 120 site specific m | No | 25.0 m/s |  |  | conical | painted | Yes |  | S
625 | 625 | 625 | 625 | 625 | 625 | 625 | Envision E128-3.6MW PP 2B - 3,60 MW - Wind turbine | https://en.wind-turbine-models.com/turbines/284-envision-e128-3.6mw-pp-2b | 1 | 3,600.0 kW | - | 3.0 m/s | 11.5 m/s | 128.0 m | 12,868.0 m² | 2 | 279.8 W/m² | 3.6 m²/kW | with out. direct drive |  |  | 730.0 V | inverters | 50/60 Hz | 88 m | Yes | 25.0 m/s |  |  | cylindrical and tapered | painted |  |  |  | 15.0 U/min | 101 m/s |  |  |  | 225.0 t
626 | 626 | 626 | 626 | 626 | 626 | 626 | Envision EN141-2.5 - 2,50 MW - Wind turbine | https://en.wind-turbine-models.com/turbines/1942-envision-en141-2.5 | 1 | 2,500.0 kW | - | 3.0 m/s |  | 141.0 m | 15,614.0 m² | 3 | 160.1 W/m² | 6.2 m²/kW | 68.6m | 3.0 | 1 |  | partial converter | 50 Hz | 105/115/site specific m | No | 20.0 m/s |  |  | conical | painted | Yes |  | S
627 | 627 | 627 | 627 | 627 | 627 | 627 | Envision EN141-3.0 - 3,00 MW - Wind turbine | https://en.wind-turbine-models.com/turbines/1940-envision-en141-3.0 | 1 | 3,000.0 kW | - | 3.0 m/s |  | 141.0 m | 15,164.0 m² | 3 | 197.8 W/m² | 5.1 m²/kW | 68.6m | 3.0 | 1 |  | partial converter | 50 Hz | 106.4 / 120 / 140 / site specific m | No | 20.0 m/s |  |  | conical | painted | Yes |  | S
628 | 628 | 628 | 628 | 628 | 628 | 628 | Envision EN161-5.2 - 5,20 MW - Wind turbine | https://en.wind-turbine-models.com/turbines/2247-envision-en161-5.2 | 1 | 5,200.0 kW | - |  |  | 161.0 m | 20,358.0 m² | 3 | 255.4 W/m² | 3.9 m²/kW | steel tube /*hybrid | [5 empty] | site specific m | No
629 | 629 | 629 | 629 | 629 | 629 | 629 | Envision EN190-8.0 / EN-190/8.0 - 8,00 MW - Wind turbine | https://en.wind-turbine-models.com/turbines/2420-envision-en190-8.0-en-190-8.0 | 1 | 8,000.0 kW | - |  |  | 190.0 m | 28,353.0 m² | 3 | 282.2 W/m² | 3.5 m²/kW | [7 empty] | Yes | [18 empty] | 2022
630 | 630 | 630 | 630 | 630 | 630 | 630 | Envision EN200-7.0 / EN-200/7.0 - 7,00 MW - Wind turbine | https://en.wind-turbine-models.com/turbines/2419-envision-en200-7.0-en-200-7.0 | 1 | 7,000.0 kW | - |  |  | 200.0 m | 31,415.0 m² | 3 | 222.8 W/m² | 4.5 m²/kW | [7 empty] | Yes | [18 empty] | 2022
631 | 631 | 631 | 631 | 631 | 631 | 631 | Eocycle EO20 - 20,00 kW - Wind turbine | https://en.wind-turbine-models.com/turbines/1640-eocycle-eo20 | 1 | 20.0 kW | - | 2.8 m/s | 7.5 m/s | 15.8 m | 196.3 m² | 3 | 101.9 W/m² | 9.8 m²/kW | without. direct drive |  | 1 |  |  |  | 17/24/30/36 m | No | 20.0 m/s | 52.5 m/s |  | conical | hot dip galvanized | Yes |  | IIIa | 53.0 U/min | 44 m/s
632 | 632 | 632 | 632 | 632 | 632 | 632 | Eocycle EO25 - 25,00 kW - Wind turbine | https://en.wind-turbine-models.com/turbines/1641-eocycle-eo25 | 1 | 25.0 kW | - | 3.2 m/s | 11.0 m/s | 12.6 m | 125.1 m² | 3 | 199.8 W/m² | 5.0 m²/kW | 6.0m |  | 1 | 480.0 V | converter | 60 Hz | 18/ 24/ 30/ 36 m | No | 25.0 m/s | 59.5 m/s | Carbon Fiber/Glass Fiber/Epoxy Composite | conical | hot dip galvanized | Yes |  | IIa | 90.0 U/min | 59 m/s
633 | 633 | 633 | 633 | 633 | 633 | 633 | EolArt EOL-CK-60 - 60,00 kW - Wind turbine | https://en.wind-turbine-models.com/turbines/685-eolart-eol-ck-60 | 1 | 60.0 kW | - | 2.0 m/s | 10.0 m/s | 17.8 m | 249.0 m² | 3 | 241.0 W/m² | 4.2 m²/kW | with out. direct drive |  | 1 | 400.0 V | IGBT | 50 Hz | 24/36 m | No | 25.0 m/s |  |  | conical | painted | Yes |  |  | 72.0 U/min | 67 m/s | Stella |  |  | 0.4 t | 4.2 t | 6.0 t | 10.6 t
634 | 634 | 634 | 634 | 634 | 634 | 634 | Eolica 2kW - 2,00 kW - Wind turbine | https://en.wind-turbine-models.com/turbines/1865-eolica-2kw | 1 | 2.0 kW | - |  |  |  |  | 3 | 0.0 W/m² | 0.0 m²/kW | direct drive |  | 1 |  |  |  |  | No | [5 empty] | Yes
635 | 635 | 635 | 635 | 635 | 635 | 635 | EOLYS METRONOME 12 KW - 10,00 kW - Wind turbine | https://en.wind-turbine-models.com/turbines/1802-eolys-metronome-12-kw | 1 | 10.0 kW | - | 3.0 m/s | 11.5 m/s | 9.0 m | 63.0 m² | 3 | 158.7 W/m² | 6.3 m²/kW | direct drive |  | 1 |  | IGBT | 50 Hz | 11 / 18 m | No | 20.0 m/s |  | fibreglass and carbon | conical |  | Yes |  |  | 150.0 U/min | 71 m/s |  |  |  | 0.2 t | 0.4 t
636 | 636 | 636 | 636 | 636 | 636 | 636 | EOLYS METRONOME 55 - 52,00 kW - Wind turbine | https://en.wind-turbine-models.com/turbines/1803-eolys-metronome-55 | 1 | 52.0 kW | - |  |  | 16.4 m | 199.0 m² | 3 | 261.3 W/m² | 3.8 m²/kW | 7.85m |  | 1 | 400.0 V | IGBT | 50 Hz | 18 / 24 / 30 m | No |  |  | fibreglass and epoxy | conical | painted | Yes |  |  | 75.0 U/min | 64 m/s |  | 1:32 | 2,400.0 U/min | 0.5 t | 2.2 t
637 | 637 | 637 | 637 | 637 | 637 | 637 | Eovent EVA120 H-Darrieus - 20,00 kW - Wind turbine | https://en.wind-turbine-models.com/turbines/1691-eovent-eva120-h-darrieus | 1 | 20.0 kW | - | 2.5 m/s | 9.3 m/s | 10.0 m | 120.0 m² | 3 | 166.7 W/m² | 6.0 m²/kW | 12m |  | 1 |  |  | 50 Hz | 23.5 m | No | 16.0 m/s |  | GRP | conical | painted | Yes
638 | 638 | 638 | 638 | 638 | 638 | 638 | Eozen EOZEN 1500/70 - 1,50 MW - Wind turbine | https://en.wind-turbine-models.com/turbines/55-eozen-eozen-1500-70 | 1 | 1,500.0 kW | - | 3.0 m/s | 13.5 m/s | 70.0 m | 3,850.0 m² | 3 | 389.6 W/m² | 2.6 m²/kW | with out. direct drive |  | 1 | 690.0 V | IGBT | 50 Hz | 65/85 m | No | 25.0 m/s | 59.5 m/s | GRP | conical | painted | Yes |  |  | 19.0 U/min | 70 m/s | Vensys
639 | 639 | 639 | 639 | 639 | 639 | 639 | Eozen EOZEN 1500/77 - 1,50 MW - Wind turbine | https://en.wind-turbine-models.com/turbines/819-eozen-eozen-1500-77 | 1 | 1,500.0 kW | - | 3.0 m/s | 13.0 m/s | 77.0 m | 4,857.0 m² | 3 | 308.8 W/m² | 3.2 m²/kW | with out. direct drive |  | 1 | 690.0 V | IGBT | 50 Hz | 61.5/85/100 m | No | 22.0 m/s | 52.5 m/s | GRP | conical | painted | Yes |  |  | 17.3 U/min | 70 m/s | Vensys
640 | 640 | 640 | 640 | 640 | 640 | 640 | Eozen EOZEN 1500/78 - 1,50 MW - Wind turbine | https://en.wind-turbine-models.com/turbines/967-eozen-eozen-1500-78 | 1 | 1,500.0 kW | - | 3.0 m/s | 10.9 m/s | 78.0 m | 4,820.0 m² | 3 | 311.2 W/m² | 3.2 m²/kW | with out. direct drive |  | 1 | 690.0 V | IGBT | 50 Hz | 61.5/85 m | No | 22.0 m/s | 59.5 m/s | GFRP | conical | painted | Yes |  | IIa | 17.3 U/min | 71 m/s | Vensys
641 | 641 | 641 | 641 | 641 | 641 | 641 | Eozen EOZEN 1500/82 - 1,50 MW - Wind turbine | https://en.wind-turbine-models.com/turbines/968-eozen-eozen-1500-82 | 1 | 1,500.0 kW | - | 3.0 m/s | 10.1 m/s | 82.0 m | 5,281.0 m² | 3 | 284.0 W/m² | 3.5 m²/kW | with out. direct drive |  | 1 | 690.0 V | IGBT | 50 Hz | 85/100 m | No | 22.0 m/s | 52.5 m/s | GFRP | conical | painted | Yes |  | IIIa | 17.3 U/min | 74 m/s | Vensys
642 | 642 | 642 | 642 | 642 | 642 | 642 | Ergowind EW 20 - 20,00 kW - Wind turbine | https://en.wind-turbine-models.com/turbines/1936-ergowind-ew-20 | 1 | 20.0 kW | - | 3.0 m/s | 10.0 m/s | 10.8 m | 92.0 m² | 3 | 217.4 W/m² | 4.6 m²/kW | 5.1m | 2.0 | 1 | 400.0 V | thyristor | 50 Hz | 20 m | No | 25.0 m/s | 52.5 m/s | Reinforced fiber glass | conical | hot dip galvanized | Yes |  | IIIa | 78.0 U/min | 44 m/s | [6 empty] | 1.1 t
643 | 643 | 643 | 643 | 643 | 643 | 643 | Ergowind KGE 20 KT1 - 20,00 kW - Wind turbine | https://en.wind-turbine-models.com/turbines/1104-ergowind-kge-20-kt1 | 1 | 20.0 kW | - | 3.0 m/s | 11.0 m/s | 10.8 m | 91.0 m² | 3 | 219.8 W/m² | 4.6 m²/kW | asynchronous |  | 1 | 400.0 V |  | 50 Hz | 15/18 m | No | 20.0 m/s |  | GFRP | conical | hot dip galvanized | Yes |  | IIa | 78.0 U/min | 44 m/s |  |  |  |  | 1.5 t
644 | 644 | 644 | 644 | 644 | 644 | 644 | Ergowind EW 50 - 50,00 kW - Wind turbine | https://en.wind-turbine-models.com/turbines/1937-ergowind-ew-50 | 1 | 50.0 kW | - | 3.0 m/s | 10.5 m/s | 16.0 m | 200.0 m² | 3 | 250.0 W/m² | 4.0 m²/kW | 7.5m | 2.0 | 1 | 400.0 V | thyristor | 50 Hz | 24 / 27 m | No | 25.0 m/s | 52.5 m/s | Reinforced fiber glass | conical | hot dip galvanized | Yes |  | IIIa | 60.0 U/min | 50 m/s | [6 empty] | 2.6 t
645 | 645 | 645 | 645 | 645 | 645 | 645 | Ergowind KGE 55 KT1v2 - 55,00 kW - Wind turbine | https://en.wind-turbine-models.com/turbines/1103-ergowind-kge-55-kt1v2 | 1 | 55.0 kW | - | 3.0 m/s | 11.0 m/s | 16.0 m | 201.0 m² | 3 | 273.6 W/m² | 3.7 m²/kW | asynchronous |  | 1 | 400.0 V |  | 50 Hz | 20/24/30 m | No | 25.0 m/s |  | GFRP | conical | hot dip galvanized | Yes |  | IIa | 60.0 U/min | 50 m/s |  |  |  |  | 2.5 t
646 | 646 | 646 | 646 | 646 | 646 | 646 | Ergowind EW 60 - 60,00 kW - Wind turbine | https://en.wind-turbine-models.com/turbines/1938-ergowind-ew-60 | 1 | 60.0 kW | - | 3.0 m/s | 12.0 m/s | 16.0 m | 200.0 m² | 3 | 300.0 W/m² | 3.3 m²/kW | 7.5m | 2.0 | 1 | 400.0 V | thyristor | 50 Hz | 24 / 27 m | No | 25.0 m/s | 52.5 m/s | Reinforced fiber glass | conical | hot dip galvanized | Yes |  | IIIa | 60.0 U/min | 50 m/s | [6 empty] | 2.6 t
647 | 647 | 647 | 647 | 647 | 647 | 647 | Erini 22kW - 22,00 kW - Wind turbine | https://en.wind-turbine-models.com/turbines/2171-erini-22kw | 1 | 22.0 kW | - |  |  | 13.6 m | 145.0 m² | 3 | 151.7 W/m² | 6.6 m²/kW | helical |  | 1 |  |  |  | 18 m | No |  |  | welded steel blades |  |  | Yes | [12 empty] | 1978
648 | 648 | 648 | 648 | 648 | 648 | 648 | Energy Sciences ESI-54-S - 85,00 kW - Wind turbine | https://en.wind-turbine-models.com/turbines/518-energy-sciences-esi-54-s | 1 | 85.0 kW | - | 4.0 m/s | 16.5 m/s | 16.5 m | 214.0 m² | 2 | 397.2 W/m² | 2.5 m²/kW | Planetary | 2.0 | 1 | 480.0 V | Thyristor | 60 Hz | 24 m | No | 20.0 m/s | 59.5 m/s | Wood/epoxy |  | galvanized | Yes |  |  | 77.0 U/min | 67 m/s | Gougeon Brothers |  | 1,800.0 U/min |  |  |  | 4.5 t
649 | 649 | 649 | 649 | 649 | 649 | 649 | Energy Sciences ESI-80/200 - 200,00 kW - Wind turbine | https://en.wind-turbine-models.com/turbines/517-energy-sciences-esi-80-200 | 1 | 200.0 kW | - |  |  | 24.3 m | 468.0 m² | 2 | 427.4 W/m² | 2.3 m²/kW | NASA LS-1 | 2.0 | 1 | 480.0 V |  | 60 Hz | 24/43 m | No |  |  | Wood/epoxy |  | galvanized | Yes |  |  | 60.0 U/min | 76 m/s | Gougeon Brothers | 1:30
650 | 650 | 650 | 650 | 650 | 650 | 650 | ESPE FX EVO 16-20-40 - 19,80 kW - Wind turbine | https://en.wind-turbine-models.com/turbines/2483-espe-fx-evo-16-20-40 | 1 | 19.8 kW | - | 3.0 m/s | 8.0 m/s | 15.9 m | 199.5 m² | 3 | 99.2 W/m² | 10.1 m²/kW | direct drive |  | 1 | 480.0 V | AC/DC/AC dual feed | 50 Hz | 40 m | No | 25.0 m/s |  |  | conical | Hot dip galvanized / White RAL9010 (Option) | Yes |  | IS | 70.0 U/min | 58 m/s |  |  |  |  | 4.4 t | 16.8 t | 21.2 t
651 | 651 | 651 | 651 | 651 | 651 | 651 | ESPE FX EVO 21-50 - 49,90 kW - Wind turbine | https://en.wind-turbine-models.com/turbines/2484-espe-fx-evo-21-50 | 1 | 49.9 kW | - | 2.5 m/s | 8.5 m/s | 20.7 m | 336.4 m² | 3 | 148.3 W/m² | 6.7 m²/kW | direct drive |  | 1 | 480.0 V | AC/DC/AC dual feed Transformer Less | 50 Hz | 34.5 / site specific m | No | 25.0 m/s |  | FRP (Fiberglass Reinforced Polymer) | conical | Zinced / White RAL9016 (optional) | Yes |  | IIIa | 65.0 U/min | 70 m/s |  |  |  |  | 7.5 t | 12.0 t | 19.5 t
652 | 652 | 652 | 652 | 652 | 652 | 652 | ESPE FX EVO 23-60 - 59,90 kW - Wind turbine | https://en.wind-turbine-models.com/turbines/2485-espe-fx-evo-23-60 | 1 | 59.9 kW | - | 2.5 m/s | 8.5 m/s | 23.0 m | 415.3 m² | 3 | 144.2 W/m² | 6.9 m²/kW | direct drive |  | 1 | 480.0 V | AC/DC/AC dual feed Transformer Less | 50 Hz | site specific / 34.5 m | No | 25.0 m/s |  | FRP (Fiberglass Reinforced Polymer) | conical | Zinced / White RAL9016 (optional) | Yes |  | IIIa | 75.0 U/min | 90 m/s |  |  |  |  | 8.1 t | 15.0 t | 23.1 t
653 | 653 | 653 | 653 | 653 | 653 | 653 | ESPE FX EVO 30B-100 - 99,80 kW - Wind turbine | https://en.wind-turbine-models.com/turbines/2482-espe-fx-evo-30b-100 | 1 | 99.8 kW | - | 2.5 m/s | 10.0 m/s | 30.0 m | 706.5 m² | 2 | 141.3 W/m² | 7.1 m²/kW | direct drive |  | 1 | 410.0 V | AC/DC/AC dual feed | 50 Hz | 30 m | No | 25.0 m/s |  | FRP (Fiberglass Reinforced Polymer) | conical | Hot dip galvanized / White RAL9010 (Option) | Yes |  | Ia, IIa | 40.0 U/min | 63 m/s |  |  |  |  | 11.4 t | 16.1 t | 27.5 t |  | 2020
654 | 654 | 654 | 654 | 654 | 654 | 654 | ESPE FX EVO 32-60 - 60,00 kW - Wind turbine | https://en.wind-turbine-models.com/turbines/1530-espe-fx-evo-32-60 | 1 | 60.0 kW | - | 2.0 m/s | 7.0 m/s | 32.0 m | 803.0 m² | 3 | 74.7 W/m² | 13.4 m²/kW | nd |  | 1 |  |  |  | 33.5 m | No | 18.0 m/s | 52.5 m/s | fiberglass |  |  | Yes |  | IV | [6 empty] | 10.5 t
655 | 655 | 655 | 655 | 655 | 655 | 655 | Evance ISKRA R9000 - 5,00 kW - Wind turbine | https://en.wind-turbine-models.com/turbines/2517-evance-iskra-r9000 | 1 | 5.0 kW | - | 2.5 m/s | 12.0 m/s | 5.4 m | 22.9 m² | 3 | 218.3 W/m² | 4.6 m²/kW | direct drive |  | 1 | 400.0 V | full inverter IGBT | 50/60 Hz | 9 / 12 / 15 m | Yes | 60.0 m/s |  | Glass Fibre Reinforced Composite | cylindrical | coated |  |  | IIa | 230.0 U/min | 65 m/s |  |  |  |  | 0.3 t
656 | 656 | 656 | 656 | 656 | 656 | 656 | eviag ev2.93 - 2,05 MW - Wind turbine | https://en.wind-turbine-models.com/turbines/138-eviag-ev2.93 | 1 | 2,050.0 kW | - | 3.5 m/s | 11.5 m/s | 93.2 m | 6,822.0 m² |  | 300.5 W/m² | 3.3 m²/kW | two-stage planetary gear | one spur gear stage |  | 690.0 V | asynchronous with slipring |  | 85 / 100 / 140 m | No | 25.0 m/s |  |  |  |  | Yes |  |  | 17.7 U/min | 86 m/s |  | 1:76.7
657 | 657 | 657 | 657 | 657 | 657 | 657 | Evoco 10kW - 9,60 kW - Wind turbine | https://en.wind-turbine-models.com/turbines/1606-evoco-10kw | 1 | 9.6 kW | - | 2.5 m/s | 11.0 m/s | 9.7 m | 74.0 m² | 3 | 129.7 W/m² | 7.7 m²/kW | direct drive |  | 1 | 500.0 V | inverters | 50 Hz | 12/15 m | No | 59.5 m/s |  | Reinforced Moulded Glass Fibre | cylindrical | hot dip galvanized | Yes |  | IIa
658 | 658 | 658 | 658 | 658 | 658 | 658 | Extol Wind EX-55 - 1,00 MW - Wind turbine | https://en.wind-turbine-models.com/turbines/2031-extol-wind-ex-55 | 1 | 1,000.0 kW | - | 3.0 m/s | 12.0 m/s | 55.0 m | 2,375.8 m² | 3 | 420.9 W/m² | 2.4 m²/kW | 26.5m |  | 1 | 690.0 V | IGBT | 50/60 Hz | 60 / 71 / 105 / 112 m | No | 24.0 m/s | 59.5 m/s | FRP-Epoxy | conical | painted | Yes |  | IIb, IIIa | 30.0 U/min | 86 m/s
659 | 659 | 659 | 659 | 659 | 659 | 659 | Extol Wind EX-100 - 2,50 MW - Wind turbine | https://en.wind-turbine-models.com/turbines/2032-extol-wind-ex-100 | 1 | 2,500.0 kW | - | 3.0 m/s | 11.5 m/s | 100.0 m | 7,857.0 m² | 3 | 318.2 W/m² | 3.1 m²/kW | 48.5m |  | 1 | 690.0 V | IGBT | 50/60 Hz | 100 m | No | 24.0 m/s | 42.5 m/s | FRP-Epoxy | conical | painted | Yes |  | IIb, IIIa | 17.0 U/min | 89 m/s
660 | 660 | 660 | 660 | 660 | 660 | 660 | F.L.Smidth 2 vingers - 60,00 kW - Wind turbine | https://en.wind-turbine-models.com/turbines/236-f.l.smidth-2-vingers | 1 | 60.0 kW | - | [5 empty] | 0.0 W/m² | 0.0 m²/kW | [7 empty] | No | [5 empty] | Yes
661 | 661 | 661 | 661 | 661 | 661 | 661 | F.L.Smidth 3 vingers - 60,00 kW - Wind turbine | https://en.wind-turbine-models.com/turbines/235-f.l.smidth-3-vingers | 1 | 60.0 kW | - |  |  | 24.0 m | 452.0 m² | 3 | 132.7 W/m² | 7.5 m²/kW | spur | 2.0 |  |  |  | 50 Hz | 30 m | No |  |  | wood with metal | conical |  | Yes |  |  |  |  | SEAS | [7 empty] | 1941
662 | 662 | 662 | 662 | 662 | 662 | 662 | Fayette Windway 34-75 IIS - 75,00 kW - Wind turbine | https://en.wind-turbine-models.com/turbines/521-fayette-windway-34-75-iis | 1 | 75.0 kW | - |  |  | 10.3 m | 83.0 m² | 3 | 903.6 W/m² | 1.1 m²/kW | Asynchronus |  | 1 |  |  |  |  | No |  |  | GRP/Steel | cylindric | galvanized | Yes |  |  | 120.0 U/min | 65 m/s | Fayette
663 | 663 | 663 | 663 | 663 | 663 | 663 | FH Wiesbaden / ÜWG Trebur - 0,27 kW - Wind turbine | https://en.wind-turbine-models.com/turbines/927-fh-wiesbaden-uewg-trebur | 1 | 0.3 kW | - |  | 5.0 m/s | 3.6 m | 10.2 m² | 24 | 26.0 W/m² | 38.5 m²/kW | Lattice | [5 empty] | 12 m | No |  |  | steel |  | painted | Yes | [12 empty] | 1992
664 | 664 | 664 | 664 | 664 | 664 | 664 | Floda Floda 500 - 500,00 kW - Wind turbine | https://en.wind-turbine-models.com/turbines/928-floda-floda-500 | 1 | 500.0 kW | - |  |  | 36.0 m | 1,017.9 m² | 3 | 491.2 W/m² | 2.0 m²/kW | [7 empty] | No |  |  | GFK |  |  | Yes |  |  |  |  | Villas
665 | 665 | 665 | 665 | 665 | 665 | 665 | Floda Floda 600 - 600,00 kW - Wind turbine | https://en.wind-turbine-models.com/turbines/933-floda-floda-600 | 1 | 600.0 kW | - | 3.0 m/s | 11.5 m/s | 45.8 m | 1,647.0 m² | 3 | 364.3 W/m² | 2.7 m²/kW | spur | 3.0 | 1 | 690.0 V | inverters | 50.0 Hz | 40/51.5/60 m | No | 35.0 m/s |  | GFK | cylindrical | painted | Yes |  |  | 30.0 U/min | 72 m/s | Aeroconstruct | 1:34 | 1,200.0 U/min |  | 27.0 t | 60.0 t | 98.0 t |  | 1990 | 1.4 t
666 | 666 | 666 | 666 | 666 | 666 | 666 | Flower Turbines 3-Meter Model - 1,00 kW - Wind turbine | https://en.wind-turbine-models.com/turbines/2318-flower-turbines-3-meter-model | 1 | 1.0 kW | 0.5 - 1.0 kW | - |  | 1.0 m | 0.8 m² | 2 | 1,282.1 W/m² | 0.8 m²/kW | Blade height and diameter: H: 2 meters; D: 1 meter |  | 1 |  | charge controller. battery (extra charge). and a grid inverter |  | site specific m | Yes |  |  | fiberglass | cylindrical | coated |  |  |  | 150.0 U/min | 8 m/s
667 | 667 | 667 | 667 | 667 | 667 | 667 | FloWind FloWind EHD - 400,00 kW - Wind turbine | https://en.wind-turbine-models.com/turbines/2371-flowind-flowind-ehd | 1 | 400.0 kW | 300.0 - 400.0 kW | 4.5 m/s | - | 17.0 m | 536.0 m² | 3 | 746.3 W/m² | 1.3 m²/kW | spur |  | 1 |  |  | 50 Hz | 42 - 63 m | No | 27.0 m/s | 58.5 m/s | pultruded fiberglass | cylindrical | coated | Yes | [7 empty] | 17.8 t |  |  |  |  | 1994
668 | 668 | 668 | 668 | 668 | 668 | 668 | FloWind FloWind 17 - 142,00 kW - Wind turbine | https://en.wind-turbine-models.com/turbines/523-flowind-flowind-17 | 1 | 142.0 kW | - |  | 19.6 m/s | 17.0 m | 260.0 m² | 2 | 546.2 W/m² | 1.8 m²/kW | [7 empty] | No | [5 empty] | Yes
669 | 669 | 669 | 669 | 669 | 669 | 669 | FloWind FloWind 19 - 250,00 kW - Wind turbine | https://en.wind-turbine-models.com/turbines/522-flowind-flowind-19 | 1 | 250.0 kW | - | 5.0 m/s | 17.0 m/s | 19.2 m | 340.0 m² | 2 | 735.3 W/m² | 1.4 m²/kW | spur |  | 1 |  |  |  | 25 m | No |  |  | aluminum | cylindrical | coated | Yes | [7 empty] | 10.9 t |  |  |  |  | 1984
670 | 670 | 670 | 670 | 670 | 670 | 670 | FloWind FloWind 25 - 381,00 kW - Wind turbine | https://en.wind-turbine-models.com/turbines/2372-flowind-flowind-25 | 1 | 381.0 kW | - |  |  | 25.0 m | 515.0 m² | 2 | 739.8 W/m² | 1.4 m²/kW | [7 empty] | No |  |  | extruded aluminum |  |  | Yes | [12 empty] | 1986
671 | 671 | 671 | 671 | 671 | 671 | 671 | Fly-Tech ветротурбин 56-100 - 107,50 kW - Wind turbine | https://en.wind-turbine-models.com/turbines/140-fly-tech-56-100 | 1 | 107.5 kW | - | 5.0 m/s | 13.0 m/s | 17.0 m |  |  | 0.0 W/m² | 0.0 m²/kW | two- stage step up | [5 empty] | 18 m | No | 22.0 m/s |  |  |  |  | Yes |  |  | 72.0 U/min | 64 m/s |  | 1:20 |  | 3.0 t | 3.7 t | 4.7 t
672 | 672 | 672 | 672 | 672 | 672 | 672 | Fortis Passaat 1.4 kW - 1,40 kW - Wind turbine | https://en.wind-turbine-models.com/turbines/2142-fortis-passaat-1.4-kw | 1 | 1.4 kW | - | 2.5 m/s | 16.0 m/s | 3.1 m | 7.6 m² | 3 | 183.2 W/m² | 5.5 m²/kW | E387 |  | 1 | 24.0 V | Fortis Voltage Controller & Battery charger MP-60A/30A-24V/48V and dump load | 0-70 Hz | 12 / 18 / 24 m | Yes | 60.0 m/s |  | glass-fibre reinforced epoxy | cylindrical |  |  |  |  | 775.0 U/min | 127 m/s |  |  |  |  | 0.1 t
673 | 673 | 673 | 673 | 673 | 673 | 673 | Fortis Montana 5 kW - 5,00 kW - Wind turbine | https://en.wind-turbine-models.com/turbines/2143-fortis-montana-5-kw | 1 | 5.0 kW | 5.0 - 5.8 kW | 2.5 m/s | 17.0 m/s | 5.0 m | 19.6 m² | 3 | 254.7 W/m² | 3.9 m²/kW | E387 |  | 1 | 230.0 V | automatic brake switch. GFI6K grid feed inverter | 0-70 Hz | 12 / 15 / 18 / 24 m | Yes | 60.0 m/s | - | glass-fibre reinforced epoxy | cylindrical |  |  |  |  | 450.0 U/min | 118 m/s |  |  |  |  | 0.2 t
674 | 674 | 674 | 674 | 674 | 674 | 674 | Fortis Montana-Q 6 kW - 6,00 kW - Wind turbine | https://en.wind-turbine-models.com/turbines/2144-fortis-montana-q-6-kw | 1 | 6.0 kW | 4.5 - 6.0 kW | 2.5 m/s | 12.5 m/s | 5.3 m | 21.6 m² | 3 | 277.8 W/m² | 3.6 m²/kW | E387 |  | 1 | 230.0 V | automatic brake switch. GFI7K2 grid feed inverter | 0-70 Hz | 12 / 15 / 18 / 24 m | Yes | 60.0 m/s | - | glass-fibre reinforced epoxy | cylindrical |  |  |  |  | 450.0 U/min | 124 m/s |  |  |  |  | 0.2 t
675 | 675 | 675 | 675 | 675 | 675 | 675 | Fortis Alize 10 kW - 10,00 kW - Wind turbine | https://en.wind-turbine-models.com/turbines/354-fortis-alize-10-kw | 1 | 10.0 kW | - | 4.0 m/s | 12.0 m/s | 7.0 m | 39.0 m² | 3 | 256.4 W/m² | 3.9 m²/kW | synchronous |  | 1 |  |  |  | 30.5 m | No | 25.0 m/s |  | Fibreglass reinforced epoxy |  |  | Yes
676 | 676 | 676 | 676 | 676 | 676 | 676 | Fr. Dahlgaard Vindrosemotorer - Wind turbine | https://en.wind-turbine-models.com/turbines/1527-fr.-dahlgaard-vindrosemotorer | 1 | - |  |  |  | 7.0 m | 38.5 m² | 24 | 0.0 W/m² | 0.0 m²/kW | lattice | [6 empty] | No | [5 empty] | Yes
677 | 677 | 677 | 677 | 677 | 677 | 677 | Frisia F45/750kW - 750,00 kW - Wind turbine | https://en.wind-turbine-models.com/turbines/936-frisia-f45-750kw | 1 | 750.0 kW | - |  | 13.0 m/s | 45.0 m | 1,590.4 m² | 3 | 471.6 W/m² | 2.1 m²/kW | Stirnradgetriebe | 3.0 |  |  |  |  | 63.0 m | No |  |  | GFK | Konisch |  | Yes | [9 empty] | 63.0 t | 105.0 t |  | 1997
678 | 678 | 678 | 678 | 678 | 678 | 678 | Frisia F48/750 - 750,00 kW - Wind turbine | https://en.wind-turbine-models.com/turbines/394-frisia-f48-750 | 1 | 750.0 kW | - | 3.0 m/s | 13.0 m/s | 48.0 m | 1,810.0 m² | 3 | 414.4 W/m² | 2.4 m²/kW | APX 48/ARA 48 | 3.0 | 1 | 690.0 V | IGBT | 50.0 Hz | 65/75 m | No | 20.0 m/s | 60.0 m/s | GFK | conical | coated | Yes |  |  | 29.0 U/min | 73 m/s | Abeking & Rasmussen/Aerpac | 1:60 | 2,000.0 U/min | 13.0 t | 26.0 t | 72.0 t | 111.0 t
679 | 679 | 679 | 679 | 679 | 679 | 679 | Frisia F56/850 - 850,00 kW - Wind turbine | https://en.wind-turbine-models.com/turbines/52-frisia-f56-850 | 1 | 850.0 kW | - | 2.0 m/s | 12.0 m/s | 56.0 m | 2,463.0 m² | 3 | 345.1 W/m² | 2.9 m²/kW | APX 56 | 3.0 | 1 | 690.0 V | IGBT | 50.0 Hz | 70.0 m | No | 20.0 m/s | 60.0 m/s | GFK | conical | painted | Yes |  |  | 25.0 U/min | 73 m/s | Aerpac | 1:68 | 2,000.0 U/min | 16.0 t | 28.0 t | 74.0 t | 118.0 t
680 | 680 | 680 | 680 | 680 | 680 | 680 | Fuhrländer FL 20 - 20,00 kW - Wind turbine | https://en.wind-turbine-models.com/turbines/277-fuhrlaender-fl-20 | 1 | 20.0 kW | - | 3.0 m/s | 12.0 m/s | 12.8 m | 130.0 m² | 3 | 153.8 W/m² | 6.5 m²/kW | LM 6.1 | 2.0 | 1 | 400.0 V | Thyristor | 50 Hz | 19/25/28 m | No | 25.0 m/s | 67.0 m/s | GFK/CFK |  |  | Yes |  |  | 71.0 U/min | 48 m/s | LM Glasfieber | 1:21 | 1,500.0 U/min |  | 1.0 t | 5.1 t |  |  |  | 0.1 t
681 | 681 | 681 | 681 | 681 | 681 | 681 | Fuhrländer FL 30 - 30,00 kW - Wind turbine | https://en.wind-turbine-models.com/turbines/278-fuhrlaender-fl-30 | 1 | 30.0 kW | - | 2.5 m/s | 12.0 m/s | 12.8 m | 130.0 m² | 3 | 230.8 W/m² | 4.3 m²/kW | LM 6.1 | 2.0 | 1 | 400.0 V | Thyristor | 50.0 Hz | 18/24/27 m | No | 25.0 m/s | 67.0 m/s | GFK/CFK |  |  | Yes |  |  | 71.0 U/min | 48 m/s | LM Glasfieber | 1:22 | 1,500.0 U/min | 0.5 t | 1.0 t | 3.0 t | 4.5 t |  |  | 0.1 t
682 | 682 | 682 | 682 | 682 | 682 | 682 | Fuhrländer FL MD 70 - 1,50 MW - Wind turbine | https://en.wind-turbine-models.com/turbines/400-fuhrlaender-fl-md-70 | 1 | 1,500.0 kW | - | 3.0 m/s | 11.6 m/s | 70.0 m | 3,848.0 m² | 3 | 389.8 W/m² | 2.6 m²/kW | LM 34 | 3.0 | 1 | 690.0 V | IGBT | 50 Hz | 65/85/100/114 m | No | 25.0 m/s | 60.0 m/s | GFK / Epoxy | conical | painted | Yes |  |  | 19.0 U/min | 70 m/s | LM Glasfieber/Aerpac/NOI | 1:95 | 1,800.0 U/min | 31.7 t | 52.5 t
683 | 683 | 683 | 683 | 683 | 683 | 683 | Fuhrländer FL MD 77 - 1,50 MW - Wind turbine | https://en.wind-turbine-models.com/turbines/357-fuhrlaender-fl-md-77 | 1 | 1,500.0 kW | - | 3.0 m/s | 11.1 m/s | 77.0 m | 4,657.0 m² | 3 | 322.1 W/m² | 3.1 m²/kW | LM 37.3 | 3.0 | 1 | 690.0 V | IGBT | 50 Hz | 61.5/85/100/114.5 m | No | 20.0 m/s | 50.1 m/s | GFK / Epoxy | conical | painted | Yes |  |  | 17.3 U/min | 70 m/s | LM Glasfieber/Aerpac/NOI | 1:104 | 1,800.0 U/min | 33.4 t | 55.5 t | 260.0 t
684 | 684 | 684 | 684 | 684 | 684 | 684 | Fuhrländer FL 100 astOs - 100,00 kW - Wind turbine | https://en.wind-turbine-models.com/turbines/279-fuhrlaender-fl-100-astos | 1 | 100.0 kW | - | 2.5 m/s | 13.0 m/s | 21.0 m | 346.0 m² | 3 | 289.0 W/m² | 3.5 m²/kW | LM 9.7 | 2.0 |  | 400.0 V | Thyristor | 50.0 Hz | 35/38 m | No | 25.0 m/s | 67.0 m/s | GFK/CFK | conical | painted | Yes |  |  | 46.0 U/min | 51 m/s | LM Glasfieber | 1:33 | 1,500.0 U/min | 2.8 t | 6.2 t | 21.0 t | 30.0 t |  |  | 0.5 t
685 | 685 | 685 | 685 | 685 | 685 | 685 | Fuhrländer FL 250 - 250,00 kW - Wind turbine | https://en.wind-turbine-models.com/turbines/280-fuhrlaender-fl-250 | 1 | 250.0 kW | - | 2.5 m/s | 15.0 m/s | 29.5 m | 683.0 m² | 3 | 366.0 W/m² | 2.7 m²/kW | LM 13.4/ AXP 29 | 2.0 | 1 | 400.0 V | Thyristor | 50.0 Hz | 42/50 m | No | 25.0 m/s | 67.0 m/s | GFK/CFK | conical | painted | Yes |  |  | 39.0 U/min | 60 m/s | LM Glasfieber/Aerpac | 1:27 | 1,000.0 U/min | 2.3 t | 9.5 t | 32.0 t | 44.0 t |  |  | 0.8 t
686 | 686 | 686 | 686 | 686 | 686 | 686 | Fuhrländer FL 800 - 800,00 kW - Wind turbine | https://en.wind-turbine-models.com/turbines/281-fuhrlaender-fl-800 | 1 | 800.0 kW | - | 2.5 m/s | 14.0 m/s | 52.7 m | 2,181.0 m² | 3 | 366.8 W/m² | 2.7 m²/kW | LM 25 | 3.0 | 1 | 690.0 V | Thyristor | 50.0 Hz | 60/70 m | No | 25.0 m/s | 57.0 m/s | GFK/CFK | conical | painted | Yes |  |  | 22.0 U/min | 61 m/s | LM Glasfieber/ Aerpac | 1:68 | 1,500.0 U/min | 17.5 t | 39.0 t | 85.0 t | 142.0 t
687 | 687 | 687 | 687 | 687 | 687 | 687 | Fuhrländer FL 1000 - 1,00 MW - Wind turbine | https://en.wind-turbine-models.com/turbines/70-fuhrlaender-fl-1000 | 1 | 1,000.0 kW | - | 3.0 m/s | 12.0 m/s | 54.0 m | 2,290.0 m² | 3 | 436.7 W/m² | 2.3 m²/kW | LM 26.1 | 3.0 | 1 | 690.0 V | Thyristor | 50.0 Hz | 70/82 m | No | 25.0 m/s | 60.0 m/s | GFK/CFK | conical | coated | Yes |  |  | 22.0 U/min | 62 m/s | LM Glasfieber | 1:68 | 1,500.0 U/min | 18.5 t | 40.5 t | 120.0 t | 180.0 t
688 | 688 | 688 | 688 | 688 | 688 | 688 | Fuhrländer FL 1000 plus - 1,00 MW - Wind turbine | https://en.wind-turbine-models.com/turbines/72-fuhrlaender-fl-1000-plus | 1 | 1,000.0 kW | - | 3.0 m/s | 11.5 m/s | 54.0 m | 2,290.0 m² | 3 | 436.7 W/m² | 2.3 m²/kW | stall/Pitch | 2.0 |  | 690.0 V | Rcc Schlupf |  | 55-85 m | No | 20.0 m/s |  |  | conical | coated | Yes |  |  | 22.0 U/min | 62 m/s |  | 1:69 |  | 18.5 t | 40.5 t | 120.0 t
689 | 689 | 689 | 689 | 689 | 689 | 689 | Fuhrländer FL 2500/90 - 2,50 MW - Wind turbine | https://en.wind-turbine-models.com/turbines/83-fuhrlaender-fl-2500-90 | 1 | 2,500.0 kW | - | 4.0 m/s | 12.5 m/s | 90.0 m | 6,362.0 m² | 3 | 393.0 W/m² | 2.5 m²/kW | LM43.8 | 3.0 | 1 | 690.0 V | double fed | 50 Hz | 85/100/117/141/160 m | No | 25.0 m/s | 59.5 m/s | GFRP |  | painted / hot dip galvanized | Yes |  | IIIa | 18.1 U/min | 85 m/s | LM Glasfiber A/S | 1:72 | 1,310.0 U/min | 50.0 t | 96.0 t | 350.0 t | 500.0 t
690 | 690 | 690 | 690 | 690 | 690 | 690 | Fuhrländer FL 2500/100 - 2,50 MW - Wind turbine | https://en.wind-turbine-models.com/turbines/347-fuhrlaender-fl-2500-100 | 1 | 2,500.0 kW | - | 3.5 m/s | 12.0 m/s | 100.0 m | 7,854.0 m² | 3 | 318.3 W/m² | 3.1 m²/kW | LM48.8/SI 50.3 | 3.0 | 1 | 690.0 V | inverters | 50/60 Hz | 85/100/*141/*160 m | No | 25.0 m/s |  | GFRP |  |  | Yes |  | IIa | 16.5 U/min | 86 m/s | LM Glasfiber A/S | 1:80 | 1,570.0 U/min | 52.0 t | 96.0 t | 350.0 t | 500.0 t
691 | 691 | 691 | 691 | 691 | 691 | 691 | Fuhrländer FL 2500/104 - 2,50 MW - Wind turbine | https://en.wind-turbine-models.com/turbines/1346-fuhrlaender-fl-2500-104 | 1 | 2,500.0 kW | - | 3.5 m/s | 13.0 m/s | 104.0 m | 8,495.0 m² | 3 | 294.3 W/m² | 3.4 m²/kW | LM | 3.0 | 1 | 690.0 V | inverters | 50 Hz | 85/100/117/141/160 m | No | 25.0 m/s | 52.5 m/s | GFRP |  | painted/galvanized | Yes |  | IIIa | 17.1 U/min | 93 m/s | LM Glasfiber A/S | 1:80 | 1,310.0 U/min | 52.0 t | 96.0 t | 350.0 t | 500.0 t
692 | 692 | 692 | 692 | 692 | 692 | 692 | Fuhrländer LLC WTU2.0-93 - 2,05 MW - Wind turbine | https://en.wind-turbine-models.com/turbines/1500-fuhrlaender-llc-wtu2.0-93 | 1 | 2,050.0 kW | - | 3.0 m/s | 12.0 m/s | 93.0 m | 6,822.0 m² | 3 | 300.5 W/m² | 3.3 m²/kW | R93/WN453 | 3.0 | 1 | 690.0 V | inverters | 50 Hz | 70/85/100/117*/141* m | No | 25.0 m/s | 59.5 m/s | GFRP |  | painted / hot dip galvanized | Yes |  | IIa | 17.7 U/min | 86 m/s |  | 1:77 | 1,360.0 U/min | 45.9 t | 78.0 t | 240.0 t | 363.9 t
693 | 693 | 693 | 693 | 693 | 693 | 693 | Fuhrländer LLC WTU2.0-100 - 2,05 MW - Wind turbine | https://en.wind-turbine-models.com/turbines/1501-fuhrlaender-llc-wtu2.0-100 | 1 | 2,050.0 kW | - | 3.0 m/s | 11.5 m/s | 100.0 m | 7,854.0 m² | 3 | 261.0 W/m² | 3.8 m²/kW | R100/WN488 | 3.0 | 1 | 690.0 V | inverters | 50 Hz | 70/85/100/117*/141* m | No | 25.0 m/s | 52.5 m/s | GFRP |  | painted / hot dip galvanized | Yes |  | IIIa | 17.0 U/min | 89 m/s |  | 1:80 | 1,632.0 U/min | 49.8 t | 78.0 t | 240.0 t | 367.8 t
694 | 694 | 694 | 694 | 694 | 694 | 694 | Fuhrländer LLC WTU2.5-90 - 2,50 MW - Wind turbine | https://en.wind-turbine-models.com/turbines/1497-fuhrlaender-llc-wtu2.5-90 | 1 | 2,500.0 kW | - | 3.5 m/s | 13.5 m/s | 90.0 m | 6,352.0 m² | 3 | 393.6 W/m² | 2.5 m²/kW | LM43.8 | 3.0 | 1 | 690.0 V | inverters | 50 Hz | 85/100/105*/117*/141*/160* m | No | 25.0 m/s | 59.5 m/s | GFRP |  | painted / hot dip galvanized | Yes |  | IIa | 18.1 U/min | 85 m/s | LM Glasfiber | 1:72 | 1,570.0 U/min | 50.0 t | 96.0 t | 350.0 t | 496.0 t
695 | 695 | 695 | 695 | 695 | 695 | 695 | Fuhrländer LLC WTU2.5-100 - 2,50 MW - Wind turbine | https://en.wind-turbine-models.com/turbines/1498-fuhrlaender-llc-wtu2.5-100 | 1 | 2,500.0 kW | - | 3.0 m/s | 13.0 m/s | 100.0 m | 7,854.0 m² | 3 | 318.3 W/m² | 3.1 m²/kW | LM48.8P | 3.0 | 1 | 690.0 V | inverters | 50 Hz | 85/100/105*/117*/141*/160* m | No | 25.0 m/s | 59.5 m/s | GFRP |  | painted / hot dip galvanized | Yes |  | IIa | 17.2 U/min | 90 m/s | LM Glasfiber | 1:75 | 1,570.0 U/min | 51.0 t | 96.0 t | 350.0 t | 497.0 t
696 | 696 | 696 | 696 | 696 | 696 | 696 | Fuhrländer LLC WTU2.5-103 - 2,50 MW - Wind turbine | https://en.wind-turbine-models.com/turbines/1499-fuhrlaender-llc-wtu2.5-103 | 1 | 2,500.0 kW | - | 3.5 m/s | 12.5 m/s | 103.0 m | 8,332.0 m² | 3 | 300.0 W/m² | 3.3 m²/kW | W103/SI50.3 | 3.0 | 1 | 690.0 V | inverters | 50 Hz | 85/100/105*/117*/141*/160* m | No | 25.0 m/s | 59.5 m/s | GFRP |  | painted / hot dip galvanized | Yes |  | IIa | 17.0 U/min | 92 m/s | Sinoi | 1:80 | 1,570.0 U/min | 52.0 t | 96.0 t | 350.0 t | 498.0 t
697 | 697 | 697 | 697 | 697 | 697 | 697 | Fuhrländer LLC WTU3.0-120 - 3,00 MW - Wind turbine | https://en.wind-turbine-models.com/turbines/1502-fuhrlaender-llc-wtu3.0-120 | 1 | 3,000.0 kW | - | 3.0 m/s | 12.0 m/s | 120.0 m | 11,390.0 m² | 3 | 263.4 W/m² | 3.8 m²/kW | EU120/58.8 | 2.0 | 1 | 690.0 V | inverters | 50/60 Hz | 90/100/120/120*/140*/160* m | No | 25.0 m/s | 59.5 m/s | GFRP |  | painted | Yes |  | IIa | 14.8 U/min | 93 m/s | Euros | 1:43 | 636.0 U/min | 92.0 t | 105.0 t | 298.0 t | 495.0 t
698 | 698 | 698 | 698 | 698 | 698 | 698 | Fuhrländer LLC WTU3.0-132 - 3,00 MW - Wind turbine | https://en.wind-turbine-models.com/turbines/1503-fuhrlaender-llc-wtu3.0-132 | 1 | 3,000.0 kW | - | 3.0 m/s | 12.0 m/s | 132.0 m | 13,685.0 m² | 3 | 219.2 W/m² | 4.6 m²/kW | EU132 |  | 1 | 690.0 V | inverters | 50 Hz | 90/100/120/120*/140*/160* m | No | 25.0 m/s | 52.5 m/s |  |  | painted | Yes |  | IIIa |  |  | Euros
699 | 699 | 699 | 699 | 699 | 699 | 699 | Fuji - Subaru Subaru 15/40 - 40,00 kW - Wind turbine | https://en.wind-turbine-models.com/turbines/893-fuji-subaru-subaru-15-40 | 1 | 40.0 kW | - | 2.0 m/s | 11.0 m/s | 15.0 m | 177.0 m² | 3 | 226.0 W/m² | 4.4 m²/kW | Steel tube | [5 empty] | 21.0 m | No | 25.0 m/s | 60.0 m/s | Fibreglass reinforced Epoxy Resin | conical | painted | Yes |  |  | 87.0 U/min | 68 m/s | [8 empty] | 2000
700 | 700 | 700 | 700 | 700 | 700 | 700 | Fuji - Subaru Subaru 22/100 - 100,00 kW - Wind turbine | https://en.wind-turbine-models.com/turbines/894-fuji-subaru-subaru-22-100 | 1 | 100.0 kW | - | 2.5 m/s | 13.0 m/s | 22.0 m | 380.0 m² | 2 | 263.2 W/m² | 3.8 m²/kW | with out. direct drive |  | 1 | 400.0 V | IGBT | 50 Hz | 30 m | No | 25.0 m/s |  | GFRP | conical | painted | Yes |  |  | 80.0 U/min | 92 m/s | [8 empty] | 1999
701 | 701 | 701 | 701 | 701 | 701 | 701 | Fuji - Subaru Subaru 80/2.0 - 2,00 MW - Wind turbine | https://en.wind-turbine-models.com/turbines/892-fuji-subaru-subaru-80-2.0 | 1 | 2,000.0 kW | - | 3.0 m/s | 13.0 m/s | 80.0 m | 5,026.0 m² | 3 | 397.9 W/m² | 2.5 m²/kW | spur/planetary |  | 1 | 1,400.0 V | IGBT | 50 Hz | 60/80 m | Yes | 25.0 m/s | 70.0 m/s | Fibreglass reinforced Epoxy Resin | conical | painted |  |  |  | 19.5 U/min | 82 m/s |  | 1:67 | 1,300.0 U/min | [5 empty] | 2005
702 | 702 | 702 | 702 | 702 | 702 | 702 | FuturEnergy AirForce 10 - 10,00 kW - Wind turbine | https://en.wind-turbine-models.com/turbines/1743-futurenergy-airforce-10 | 1 | 10.0 kW | - |  |  | 8.0 m | 50.3 m² | 3 | 198.8 W/m² | 5.0 m²/kW | direct drive |  | 1 |  |  |  | 12/ 15/ 18/ 20 m | No |  |  | fibre-composite | conical | galvanised | Yes
703 | 703 | 703 | 703 | 703 | 703 | 703 | FWT 90/2500 - 2,50 MW - Wind turbine | https://en.wind-turbine-models.com/turbines/1039-fwt-90-2500 | 1 | 2,500.0 kW | - | 3.5 m/s | 13.5 m/s | 90.0 m | 6,352.0 m² | 3 | 393.6 W/m² | 2.5 m²/kW | spur/planetary | 3.0 | 1 | 690.0 V | IGBT | 50 Hz | 85 / 100 / 141* / 160* m | No | 25.0 m/s |  |  |  | painted | Yes |  | IIa | 18.1 U/min | 85 m/s |  | 1:72 | 1,313.0 U/min | 50.0 t | 96.0 t | 350.0 t | 496.0 t
704 | 704 | 704 | 704 | 704 | 704 | 704 | FWT 93/2000 - 2,05 MW - Wind turbine | https://en.wind-turbine-models.com/turbines/1037-fwt-93-2000 | 1 | 2,050.0 kW | - | 3.0 m/s | 11.5 m/s | 93.0 m | 6,822.0 m² | 3 | 300.5 W/m² | 3.3 m²/kW | spur/planetary | 3.0 | 1 | 690.0 V | IGBT | 50 Hz | 85 / 100 / 117* / 141* m | No | 25.0 m/s |  |  |  | painted | Yes |  | IIa | 17.7 U/min | 86 m/s |  | 1:77 | 1,360.0 U/min | 45.9 t | 78.0 t | 240.0 t | 363.9 t
705 | 705 | 705 | 705 | 705 | 705 | 705 | FWT 100/2000 - 2,05 MW - Wind turbine | https://en.wind-turbine-models.com/turbines/1038-fwt-100-2000 | 1 | 2,050.0 kW | - | 3.0 m/s | 11.5 m/s | 100.0 m | 7,854.0 m² | 3 | 261.0 W/m² | 3.8 m²/kW | spur/planetary | 3.0 | 1 | 690.0 V | IGBT | 50 Hz | 85 / 100 / 117* / 141* m | No | 25.0 m/s |  |  |  | painted | Yes |  | IIIa | 17.0 U/min | 89 m/s |  | 1:80 | 1,632.0 U/min | 49.8 t | 78.0 t | 240.0 t | 367.8 t
706 | 706 | 706 | 706 | 706 | 706 | 706 | FWT 100/2500 - 2,50 MW - Wind turbine | https://en.wind-turbine-models.com/turbines/1040-fwt-100-2500 | 1 | 2,500.0 kW | - | 3.5 m/s | 13.0 m/s | 100.0 m | 7,854.0 m² | 3 | 318.3 W/m² | 3.1 m²/kW | spur/planetary | 3.0 | 1 | 690.0 V | IGBT | 50 Hz | 85 / 100 / 141* / 160* m | No | 25.0 m/s |  |  |  | painted | Yes |  | IIb | 17.2 U/min | 90 m/s |  | 1:75 | 1,579.0 U/min | 51.0 t | 96.0 t | 350.0 t | 497.0 t
707 | 707 | 707 | 707 | 707 | 707 | 707 | FWT 104/2500 - 2,50 MW - Wind turbine | https://en.wind-turbine-models.com/turbines/1041-fwt-104-2500 | 1 | 2,500.0 kW | - | 3.5 m/s | 12.0 m/s | 104.0 m | 8,495.0 m² | 3 | 294.3 W/m² | 3.4 m²/kW | spur/planetary | 3.0 | 1 | 690.0 V | IGBT | 50 Hz | 85 / 100 / 141* / 160* m | No | 25.0 m/s |  |  |  | painted | Yes |  | IIIa | 16.5 U/min | 90 m/s |  | 1:80 | 1,570.0 U/min | 52.0 t | 96.0 t | 350.0 t | 498.0 t
708 | 708 | 708 | 708 | 708 | 708 | 708 | FWT 120/3000 - 3,00 MW - Wind turbine | https://en.wind-turbine-models.com/turbines/1042-fwt-120-3000 | 1 | 3,000.0 kW | - | 3.0 m/s | 12.0 m/s | 120.6 m | 11,423.0 m² | 3 | 262.6 W/m² | 3.8 m²/kW | planet | 2.0 | 1 | 720.0 V | IGBT | 50.0 Hz | 90 / 100 / 140* m | No | 25.0 m/s |  |  | conical | painted | Yes | III | IIa | 16.0 U/min | 101 m/s | Winergy | 1:36 | 568.0 U/min | 92.0 t | 105.0 t | 298.0 t | 495.0 t
709 | 709 | 709 | 709 | 709 | 709 | 709 | Gaelico GA/WM-14S - 55,00 kW - Wind turbine | https://en.wind-turbine-models.com/turbines/2375-gaelico-ga-wm-14s | 1 | 55.0 kW | - | 4.5 m/s | 11.5 m/s | 14.5 m | 166.0 m² | 3 | 331.3 W/m² | 3.0 m²/kW | spur |  | 1 | 380.0 V | thyristors | 50 Hz | 18 m | No | 25.0 m/s | 48.0 m/s | fiberglass |  | hot-galvanized | Yes |  |  |  |  | Windmatic | [7 empty] | 1979
710 | 710 | 710 | 710 | 710 | 710 | 710 | Gaia 133-11kW lattice tower - 11,00 kW - Wind turbine | https://en.wind-turbine-models.com/turbines/245-gaia-133-11kw-lattice-tower | 1 | 11.0 kW | - | 3.5 m/s | 7.5 m/s | 13.0 m | 133.0 m² | 2 | 82.7 W/m² | 12.1 m²/kW | Spur | 2.0 |  | 400.0 V |  | 50.0 Hz | 15/18 m | No | 25.0 m/s | 52.5 m/s | glass fibre |  | galvanized | Yes |  | IIIa | 56.0 U/min | 38 m/s |  | 1:18 |  |  | 0.9 t | 2.0 t | 2.9 t
711 | 711 | 711 | 711 | 711 | 711 | 711 | Gaia 133-11kW tubular tower - 11,00 kW - Wind turbine | https://en.wind-turbine-models.com/turbines/719-gaia-133-11kw-tubular-tower | 1 | 11.0 kW | - | 3.5 m/s | 7.5 m/s | 13.0 m | 133.0 m² | 2 | 82.7 W/m² | 12.1 m²/kW | Spur | 2.0 |  | 400.0 V |  | 50.0 Hz | 18/27 m | No | 25.0 m/s | 52.5 m/s | glass fibre | conical | hot dip galvanised | Yes |  | IIIa | 56.0 U/min | 38 m/s |  | 1:18 |  |  | 0.9 t | 5.3 t | 6.1 t
712 | 712 | 712 | 712 | 712 | 712 | 712 | Gamesa G39 - 500,00 kW - Wind turbine | https://en.wind-turbine-models.com/turbines/769-gamesa-g39 | 1 | 500.0 kW | - | 4.0 m/s | 15.0 m/s | 39.0 m | 1,195.0 m² | 3 | 418.4 W/m² | 2.4 m²/kW | NACA 63-600 | 3.0 | 1 | 690.0 V | Thyristor | 50 Hz | 40.5/53 m | No | 25.0 m/s | 52.0 m/s | GFK / Epoxy | conical | painted | Yes |  |  | 30.0 U/min | 61 m/s | Hansen | 1:50 | 1,522.0 U/min |  | 18.0 t | 58.0 t |  |  |  | 1.1 t
713 | 713 | 713 | 713 | 713 | 713 | 713 | Gamesa G42 - 600,00 kW - Wind turbine | https://en.wind-turbine-models.com/turbines/770-gamesa-g42 | 1 | 600.0 kW | - | 4.0 m/s | 16.0 m/s | 42.0 m | 1,357.0 m² | 3 | 442.2 W/m² | 2.3 m²/kW | NACA 63-600 | 3.0 | 1 | 690.0 V | Thyristor | 50 Hz | 40.5/53 m | No | 25.0 m/s | 52.0 m/s | GFK / Epoxy | conical | painted | Yes |  |  | 30.0 U/min | 66 m/s | Hansen | 1:50 | 1,650.0 U/min | 8.4 t | 17.3 t | 41.0 t | 66.7 t | 4.8 t |  | 1.2 t
714 | 714 | 714 | 714 | 714 | 714 | 714 | Gamesa G44 - 600,00 kW - Wind turbine | https://en.wind-turbine-models.com/turbines/771-gamesa-g44 | 1 | 600.0 kW | - | 4.0 m/s | 16.0 m/s | 44.0 m | 1,521.0 m² | 3 | 394.5 W/m² | 2.5 m²/kW | spur/planetary | 3.0 | 1 | 690.0 V | Thyristor | 50 Hz | 40.5/53/63 m | No | 20.0 m/s | 52.0 m/s | GFK / Epoxy | conical | painted | Yes |  |  | 28.0 U/min | 65 m/s | Hansen | 1:51 | 1,650.0 U/min |  | 19.8 t | 58.0 t |  |  |  | 1.5 t
715 | 715 | 715 | 715 | 715 | 715 | 715 | Gamesa G47 - 660,00 kW - Wind turbine | https://en.wind-turbine-models.com/turbines/772-gamesa-g47 | 1 | 660.0 kW | - | 4.0 m/s | 15.0 m/s | 47.0 m | 1,735.0 m² | 3 | 380.4 W/m² | 2.6 m²/kW | 22.9 | 3.0 | 2 | 690.0 V | IGBT | 50 Hz | 40/45/55 m | No | 25.0 m/s | 59.5 m/s | GFK / Epoxy | conical | painted | Yes |  |  | 28.5 U/min | 70 m/s |  | 1:53 | 1,650.0 U/min | 7.2 t | 20.4 t | 66.4 t | 94.0 t |  |  | 1.3 t
716 | 716 | 716 | 716 | 716 | 716 | 716 | Gamesa G52 - 850,00 kW - Wind turbine | https://en.wind-turbine-models.com/turbines/45-gamesa-g52 | 1 | 850.0 kW | - | 4.0 m/s | 13.0 m/s | 52.0 m | 2,124.0 m² | 3 | 400.2 W/m² | 2.5 m²/kW | 25.3 | 3.0 | 2 | 690.0 V | Thyristor | 50/60 Hz | 44/55/65 m | No | 25.0 m/s |  | Fiberglas/ Epoxy | conical | painted | Yes |  |  | 30.8 U/min | 84 m/s |  | 1:62 | 1,568.0 U/min | 33.0 t | 23.0 t | 90.0 t
717 | 717 | 717 | 717 | 717 | 717 | 717 | Gamesa G58 - 850,00 kW - Wind turbine | https://en.wind-turbine-models.com/turbines/762-gamesa-g58 | 1 | 850.0 kW | - | 3.0 m/s | 12.5 m/s | 58.0 m | 2,642.0 m² | 3 | 321.7 W/m² | 3.1 m²/kW | 28.3 | 3.0 | 2 | 690.0 V | Thyristor | 50/60 Hz | 44/55/65/74 m | No | 20.0 m/s |  | Fiberglas/ Epoxy | conical | painted | Yes |  |  | 30.8 U/min | 94 m/s |  | 1:62 | 1,754.0 U/min
718 | 718 | 718 | 718 | 718 | 718 | 718 | Gamesa G66 - 1,65 MW - Wind turbine | https://en.wind-turbine-models.com/turbines/776-gamesa-g66 | 1 | 1,650.0 kW | - | 4.0 m/s | 15.0 m/s | 66.0 m | 3,421.0 m² | 3 | 482.3 W/m² | 2.1 m²/kW | spur/planetary | 3.0 | 1 | 690.0 V | Thyristor | 50 Hz | 60/78 m | No | 25.0 m/s | 50.0 m/s | GFK / Epoxy | conical | painted | Yes |  |  | 19.0 U/min | 66 m/s |  | 1:97 | 1,500.0 U/min | 23.0 t | 55.0 t | 102.0 t | 180.0 t
719 | 719 | 719 | 719 | 719 | 719 | 719 | Gamesa G80 - 2,00 MW - Wind turbine | https://en.wind-turbine-models.com/turbines/34-gamesa-g80 | 1 | 2,000.0 kW | - | 3.5 m/s | 12.0 m/s | 80.0 m | 5,027.0 m² | 3 | 397.9 W/m² | 2.5 m²/kW | G39.0 | 3.0 | 1 | 690.0 V | IGBT | 50/60 Hz | 60/67/78/100 m | No | 25.0 m/s | 55.8 m/s | GFRP | conical | painted | Yes |  | Ia | 19.0 U/min | 80 m/s | Gamesa | 1:101 | 1,900.0 U/min | 38.0 t | 70.0 t | 238.0 t | 391.0 t |  |  | 6.5 t
720 | 720 | 720 | 720 | 720 | 720 | 720 | Gamesa G83 - 2,00 MW - Wind turbine | https://en.wind-turbine-models.com/turbines/773-gamesa-g83 | 1 | 2,000.0 kW | - | 4.0 m/s | 13.5 m/s | 83.0 m | 5,411.0 m² | 3 | 369.6 W/m² | 2.7 m²/kW | 40.5 | 3.0 | 1 | 690.0 V | IGBT | 50 Hz | 67/78 m | No | 25.0 m/s |  | epoxy glass fiber | conical | painted | Yes |  |  | 19.0 U/min | 83 m/s |  | 1:101 | 1,900.0 U/min |  |  | 203.0 t |  |  |  | 7.3 t
721 | 721 | 721 | 721 | 721 | 721 | 721 | Gamesa G87 - 2,00 MW - Wind turbine | https://en.wind-turbine-models.com/turbines/548-gamesa-g87 | 1 | 2,000.0 kW | - | 4.0 m/s | 13.0 m/s | 87.0 m | 5,945.0 m² | 3 | 336.4 W/m² | 3.0 m²/kW | FFA-W3 42.5 | 3.0 | 1 | 690.0 V | IGBT | 50 Hz | 67/78/100 m | No | 25.0 m/s | 59.5 m/s | carbon fiber | conical | painted | Yes |  |  | 19.0 U/min | 87 m/s | LM Glasfieber/Gamesa | 1:101 | 1,900.0 U/min | 37.0 t | 107.0 t | 242.0 t | 386.0 t | 18.6 t |  | 6.2 t
722 | 722 | 722 | 722 | 722 | 722 | 722 | Gamesa G90 - 2,00 MW - Wind turbine | https://en.wind-turbine-models.com/turbines/763-gamesa-g90 | 1 | 2,000.0 kW | - | 3.0 m/s | 11.0 m/s | 90.0 m | 6,362.0 m² | 3 | 314.4 W/m² | 3.2 m²/kW | 44 | 3.0 | 1 | 690.0 V | IGBT | 50 Hz | 67/78/90/100 m | No | 21.0 m/s | 49.0 m/s | epoxy glass fiber/carbon fiber | conical | multi-coated | Yes |  |  | 19.0 U/min | 90 m/s | Gamesa | 1:101 | 1,900.0 U/min | 36.0 t | 70.0 t | 255.0 t | 361.0 t | 18.6 t |  | 5.8 t
723 | 723 | 723 | 723 | 723 | 723 | 723 | Gamesa G97 - 2,00 MW - Wind turbine | https://en.wind-turbine-models.com/turbines/764-gamesa-g97 | 1 | 2,000.0 kW | - | 3.0 m/s | 11.0 m/s | 97.0 m | 7,390.0 m² | 3 | 270.6 W/m² | 3.7 m²/kW | G47.5/LM47.6P3 | 3.0 | 1 | 690.0 V | IGBT | 50/60 Hz | 78/90/100/120 m | No | 25.0 m/s |  | epoxy glass fiber/carbon fiber | conical | multi-coated | Yes |  | S | 17.8 U/min | 90 m/s | Gamesa/LM | 1:107 | 1,904.0 U/min
724 | 724 | 724 | 724 | 724 | 724 | 724 | Gamesa G106-2.5MW - 2,50 MW - Wind turbine | https://en.wind-turbine-models.com/turbines/1337-gamesa-g106-2.5mw | 1 | 2,500.0 kW | - | 2.0 m/s | 12.0 m/s | 106.0 m | 8,825.0 m² | 3 | 283.3 W/m² | 3.5 m²/kW | 52m | 3.0 | 1 | 690.0 V | inverters | 50/60 Hz | 72/80/93 m | No | 25.0 m/s |  | fiberglass reinforced with epoxy or polyester resin | conical | painted | Yes |  | Ia | 14.6 U/min | 81 m/s | Gamesa | 1:130 | 1,500.0 U/min
725 | 725 | 725 | 725 | 725 | 725 | 725 | Gamesa G114-2.0MW - 2,00 MW - Wind turbine | https://en.wind-turbine-models.com/turbines/428-gamesa-g114-2.0mw | 1 | 2,000.0 kW | - | 2.5 m/s | 10.0 m/s | 114.0 m | 10,207.0 m² | 3 | 195.9 W/m² | 5.1 m²/kW | 55.5 | 3.0 | 1 | 690.0 V | IGBT | 50/60 Hz | 93/120/140 m | No | 25.0 m/s | 60.0 m/s | GFK | conical | painted | Yes |  |  | 16.0 U/min | 96 m/s | Gamesa | 1:80 | 1,280.0 U/min
726 | 726 | 726 | 726 | 726 | 726 | 726 | Gamesa G114-2.1MW - 2,10 MW - Wind turbine | https://en.wind-turbine-models.com/turbines/1486-gamesa-g114-2.1mw | 1 | 2,100.0 kW | - | 1.0 m/s | 11.5 m/s | 114.0 m | 10,207.0 m² | 3 | 205.7 W/m² | 4.9 m²/kW | 56m | 3.0 | 1 | 690.0 V | inverters | 50/60 Hz | 80/93/106/125 m | No | 25.0 m/s |  | GFRP | conical | painted | Yes |  | IIIa | 14.8 U/min | 88 m/s | Gamesa | 1:129 | 1,901.0 U/min
727 | 727 | 727 | 727 | 727 | 727 | 727 | Gamesa G114-2.5MW - 2,50 MW - Wind turbine | https://en.wind-turbine-models.com/turbines/765-gamesa-g114-2.5mw | 1 | 2,500.0 kW | - | 2.0 m/s | 10.0 m/s | 114.0 m | 10,207.0 m² | 3 | 244.9 W/m² | 4.1 m²/kW | 56.0 | 3.0 | 1 | 690.0 V | IGBT | 50/60 Hz | 64/80/93/120/140 m | No | 25.0 m/s |  | Fibreglass reinforced polyester | conical | multi-coated | Yes |  | IIa | 14.6 U/min | 87 m/s | Gamesa | 1:130 | 1,898.0 U/min
728 | 728 | 728 | 728 | 728 | 728 | 728 | Gamesa G114-2.625MW - 2,63 MW - Wind turbine | https://en.wind-turbine-models.com/turbines/1482-gamesa-g114-2.625mw | 1 | 2,625.0 kW | - | 2.0 m/s | 11.0 m/s | 114.0 m | 10,207.0 m² | 3 | 257.2 W/m² | 3.9 m²/kW | 56m | 3.0 | 1 | 690.0 V | inverters | 50/60 Hz | 68/80/93/125 m | No | 25.0 m/s |  | GFRP | conical | painted | Yes |  | IIa | 14.6 U/min | 87 m/s | Gamesa | 1:130 | 1,898.0 U/min
729 | 729 | 729 | 729 | 729 | 729 | 729 | Gamesa G126-2.5MW - 2,50 MW - Wind turbine | https://en.wind-turbine-models.com/turbines/1286-gamesa-g126-2.5mw | 1 | 2,500.0 kW | - | 2.0 m/s | 10.0 m/s | 126.0 m | 12,469.0 m² | 3 | 200.5 W/m² | 5.0 m²/kW | 62 | 3.0 | 1 | 690.0 V | inverters | 50/60 Hz | 84/102/129site specific m | No | 21.0 m/s |  | GFRP | conical | painted | Yes |  | IIIa | 12.9 U/min | 85 m/s | Gamesa | 1:98 | 1,264.0 U/min
730 | 730 | 730 | 730 | 730 | 730 | 730 | Gamesa G126-2.625MW - 2,63 MW - Wind turbine | https://en.wind-turbine-models.com/turbines/1483-gamesa-g126-2.625mw | 1 | 2,625.0 kW | - | 1.0 m/s | 11.0 m/s | 126.0 m | 12,469.0 m² | 3 | 210.5 W/m² | 4.8 m²/kW | 62m | 3.0 | 1 | 690.0 V | inverters | 50/60 Hz | 84/102/129 m | No | 25.0 m/s |  | GFRP | conical | painted | Yes |  | IIIa | 12.9 U/min | 85 m/s | Gamesa | 1:98 | 1,264.0 U/min
731 | 731 | 731 | 731 | 731 | 731 | 731 | Gamesa G128-4.5MW - 4,50 MW - Wind turbine | https://en.wind-turbine-models.com/turbines/156-gamesa-g128-4.5mw | 1 | 4,500.0 kW | - | 1.0 m/s | 12.0 m/s | 128.0 m | 12,868.0 m² | 3 | 349.7 W/m² | 2.9 m²/kW | 62.6 | 2.0 | 1 | 690.0 V | IGBT | 50/60 Hz | 81/120/140 m | No | 27.0 m/s | 57.0 m/s | GFK/CFK | conical | painted | Yes |  |  |  |  | Gamesa | 1:38 | 448.0 U/min
732 | 732 | 732 | 732 | 732 | 732 | 732 | Gamesa G128-5.0MW - 5,00 MW - Wind turbine | https://en.wind-turbine-models.com/turbines/767-gamesa-g128-5.0mw | 1 | 5,000.0 kW | - | 2.0 m/s | 14.0 m/s | 128.0 m | 12,868.0 m² | 3 | 388.6 W/m² | 2.6 m²/kW | 62.5 | 2.0 | 1 | 690.0 V | IGBT | 50/60 Hz | 81/95/120/140 m | No | 27.0 m/s |  | Organic matrix composite reinforced with fiber glass or carbon fiber | conical | multi-coated | Yes | II | Ia | 12.0 U/min | 80 m/s | Gamesa | 1:41 | 490.0 U/min
733 | 733 | 733 | 733 | 733 | 733 | 733 | Gamesa G128-5.0MW Offshore - 5,00 MW - Wind turbine | https://en.wind-turbine-models.com/turbines/766-gamesa-g128-5.0mw-offshore | 1 | 5,000.0 kW | - | 2.0 m/s | 14.0 m/s | 128.0 m | 12,868.0 m² | 3 | 388.6 W/m² | 2.6 m²/kW | 62.5 | 2.0 | 1 | 690.0 V | IGBT | 50/60 Hz | 81/95/120/140 m | Yes | 27.0 m/s |  | Organic matrix composite reinforced with fiber glass or carbon fiber | conical | multi-coated | No | II | Ia | 12.0 U/min | 80 m/s | Gamesa | 1:41 | 490.0 U/min
734 | 734 | 734 | 734 | 734 | 734 | 734 | Gamesa G132-3.3MW - 3,30 MW - Wind turbine | https://en.wind-turbine-models.com/turbines/1336-gamesa-g132-3.3mw | 1 | 3,300.0 kW | - | 2.0 m/s | 10.0 m/s | 132.0 m | 13,685.0 m² | 3 | 241.1 W/m² | 4.1 m²/kW | 64.5m | 3.0 | 1 | 690.0 V | inverters | 50 Hz | 84/97/114/134 and site specific m | No | 25.0 m/s |  | fiberglass reinforced with epoxy or polyester resin | conical | painted | Yes |  | IIa | 10.9 U/min | 75 m/s | Gamesa | 1:103 | 1,120.0 U/min
735 | 735 | 735 | 735 | 735 | 735 | 735 | Gamesa G132-3.465MW - 3,47 MW - Wind turbine | https://en.wind-turbine-models.com/turbines/1481-gamesa-g132-3.465mw | 1 | 3,465.0 kW | - | 3.0 m/s | 11.0 m/s | 132.0 m | 13,685.0 m² | 3 | 253.2 W/m² | 3.9 m²/kW | 64.5 | 3.0 | 1 | 690.0 V | inverters | 50/60 Hz | 84/97/114/134 m | No | 25.0 m/s |  | GFRP | conical | painted | Yes |  | IIa | 10.9 U/min | 75 m/s | Gamesa | 1:103 | 1,120.0 U/min
736 | 736 | 736 | 736 | 736 | 736 | 736 | Gamesa G132-5.0MW - 5,00 MW - Wind turbine | https://en.wind-turbine-models.com/turbines/768-gamesa-g132-5.0mw | 1 | 5,000.0 kW | - | 1.5 m/s | 13.0 m/s | 132.0 m | 13,685.0 m² | 3 | 365.4 W/m² | 2.7 m²/kW | 64.5 | 2.0 | 1 | 690.0 V | IGBT | 50/60 Hz | 95/120/140 m | No | 27.0 m/s |  | Organic matrix composite reinforced with fiber glass or carbon fiber | conical | multi-coated | Yes | II | IIa | 11.8 U/min | 82 m/s | Gamesa | 1:41 | 490.0 U/min
737 | 737 | 737 | 737 | 737 | 737 | 737 | Garuda G 700.54 - 700,00 kW - Wind turbine | https://en.wind-turbine-models.com/turbines/445-garuda-g-700.54 | 1 | 700.0 kW | - | 3.5 m/s | 11.0 m/s | 54.0 m | 2,290.0 m² | 3 | 305.7 W/m² | 3.3 m²/kW | EU54 | 3.0 | 1 | 690.0 V | IGBT | 50.0 Hz | 73.0 m | No | 24.0 m/s | 60.0 m/s | GFK / Epoxy | conical | galvanized | Yes |  |  | 26.5 U/min | 75 m/s | Euros | 1:57 | 1,500.0 U/min
738 | 738 | 738 | 738 | 738 | 738 | 738 | Garuda G 1700.84 - 1,70 MW - Wind turbine | https://en.wind-turbine-models.com/turbines/446-garuda-g-1700.84 | 1 | 1,700.0 kW | - | 3.5 m/s | 10.8 m/s | 84.0 m | 5,537.0 m² | 3 | 307.0 W/m² | 3.3 m²/kW | spur/planetary | 3.0 | 1 | 690.0 V | IGBT | 50.0 Hz | 80/103 m | No | 24.0 m/s | 60.0 m/s | GFK / Epoxy | conical | galvanized | Yes |  | IIIa | 17.1 U/min | 75 m/s |  | 1:99
739 | 739 | 739 | 739 | 739 | 739 | 739 | GC China GC54 - 1,00 MW - Wind turbine | https://en.wind-turbine-models.com/turbines/2033-gc-china-gc54 | 1 | 1,000.0 kW | - | 4.0 m/s | 15.0 m/s | 54.0 m | 2,291.0 m² | 2 | 436.5 W/m² | 2.3 m²/kW | Two planetary. one-stage helical | 3.0 | 1 | 690.0 V | Thyristor controlled | 50/60 Hz | 60 / 70 m | No | 25.0 m/s | 59.5 m/s | GRP. carbon | conical | painted | Yes |  | Ia | 24.8 U/min | 70 m/s |  | 1:62 | 1,541.0 U/min | 11.8 t | 40.0 t | 63.0 t | 114.8 t | 4.0 t |  | 3.8 t
740 | 740 | 740 | 740 | 740 | 740 | 740 | GC China GC57 - 1,00 MW - Wind turbine | https://en.wind-turbine-models.com/turbines/2034-gc-china-gc57 | 1 | 1,000.0 kW | - | 4.0 m/s | 15.0 m/s | 57.0 m | 2,552.0 m² | 2 | 391.8 W/m² | 2.6 m²/kW | Two planetary. one-stage helical | 3.0 | 1 | 690.0 V | Thyristor controlled | 50/60 Hz | 60 / 70 m | No | 23.0 m/s | 52.5 m/s | GRP. carbon | conical | painted | Yes |  | IIa | 22.8 U/min | 68 m/s |  | 1:68 | 1,541.0 U/min | 12.0 t | 40.0 t | 63.0 t | 115.0 t |  |  | 4.0 t
741 | 741 | 741 | 741 | 741 | 741 | 741 | GC China GC59 - 1,00 MW - Wind turbine | https://en.wind-turbine-models.com/turbines/2035-gc-china-gc59 | 1 | 1,000.0 kW | - | 4.0 m/s | 15.0 m/s | 59.0 m | 2,734.0 m² | 2 | 365.8 W/m² | 2.7 m²/kW | Two planetary. one-stage helical | 3.0 | 1 | 690.0 V | Thyristor controlled | 50/60 Hz | 60 / 70 m | No | 21.0 m/s | 52.5 m/s | GRP. carbon | conical | painted | Yes |  | IIIa | 21.0 U/min | 65 m/s |  | 1:73 | 1,541.0 U/min | 12.2 t | 40.0 t | 63.0 t | 115.2 t | 4.0 t |  | 4.2 t
742 | 742 | 742 | 742 | 742 | 742 | 742 | Neyrpic Saint-Rémy-des-Landes 1000kW - 1,00 MW - Wind turbine | https://en.wind-turbine-models.com/turbines/1213-neyrpic-saint-r-my-des-landes-1000kw | 1 | 1,000.0 kW | - | 5.5 m/s | 17.0 m/s | 35.0 m | 962.0 m² | 3 | 1,039.5 W/m² | 1.0 m²/kW | induction |  | 1 | 3,000.0 V | thyristors | 50 Hz | 61 m | No | 15.0 m/s |  | GFRP |  | painted | Yes |  |  |  |  | Neyrplast |  | 1,015.0 U/min |  |  |  | 96.0 t |  | 1964
743 | 743 | 743 | 743 | 743 | 743 | 743 | GeneMic Revo 36-220 - 220,00 kW - Wind turbine | https://en.wind-turbine-models.com/turbines/2287-genemic-revo-36-220 | 1 | 220.0 kW | - | 3.0 m/s | 9.7 m/s | 36.0 m | 1,018.0 m² | 3 | 216.1 W/m² | 4.6 m²/kW | direct drive |  | 1 | 400.0 V | IGBT | 50 Hz | 32 / 45 / 55 m | No | 25.0 m/s |  | GFRP | conical | multi-layer painting | Yes |  | IIIb | 43.3 U/min | 82 m/s | [8 empty] | 2017
744 | 744 | 744 | 744 | 744 | 744 | 744 | GE General Electric GE 1.5s - 1,50 MW - Wind turbine | https://en.wind-turbine-models.com/turbines/565-ge-general-electric-ge-1.5s | 1 | 1,500.0 kW | - | 4.0 m/s | 13.0 m/s | 70.5 m | 3,904.0 m² | 3 | 384.2 W/m² | 2.6 m²/kW | spur/planetary | 3.0 | 1 | 690.0 V | IGBT | 50 Hz | 64.7/80/85/100 m | No | 25.0 m/s |  | GFK | conical | coated | Yes |  |  | 22.2 U/min | 82 m/s | LM Glasfieber |  | 1,500.0 U/min
745 | 745 | 745 | 745 | 745 | 745 | 745 | GE General Electric GE 1.5se - 1,50 MW - Wind turbine | https://en.wind-turbine-models.com/turbines/654-ge-general-electric-ge-1.5se | 1 | 1,500.0 kW | - | 4.0 m/s | 12.0 m/s | 70.5 m | 3,904.0 m² | 3 | 384.2 W/m² | 2.6 m²/kW | LM 34 | 3.0 | 1 | 690.0 V | IGBT | 50 Hz | 52.6/54.7/64.7 m | No | 25.0 m/s |  | GFK | conical | painted | Yes |  |  | 22.2 U/min | 82 m/s | LM Glasfieber |  | 1,500.0 U/min
746 | 746 | 746 | 746 | 746 | 746 | 746 | GE General Electric GE 1.5sl - 1,50 MW - Wind turbine | https://en.wind-turbine-models.com/turbines/20-ge-general-electric-ge-1.5sl | 1 | 1,500.0 kW | - | 3.5 m/s | 12.0 m/s | 77.0 m | 4,657.0 m² | 3 | 322.1 W/m² | 3.1 m²/kW | 37.0 | 3.0 | 1 | 690.0 V | IGBT | 50 Hz | 61.4/64.7/80/85/100 m | No | 25.0 m/s | 59.5 m/s | GFK | conical | painted | Yes |  |  | 20.4 U/min | 82 m/s | LM Glasfieber |  | 1,500.0 U/min
747 | 747 | 747 | 747 | 747 | 747 | 747 | GE General Electric GE 1.5sle - 1,50 MW - Wind turbine | https://en.wind-turbine-models.com/turbines/655-ge-general-electric-ge-1.5sle | 1 | 1,500.0 kW | - | 3.5 m/s | 12.0 m/s | 77.0 m | 4,657.0 m² | 3 | 322.1 W/m² | 3.1 m²/kW | LM 37 | 3.0 | 1 | 690.0 V | IGBT | 50 Hz | 61.4/64.7/80/85 m | No | 25.0 m/s |  | GFK | conical | painted | Yes |  |  | 20.4 U/min | 82 m/s | LM Glasfieber | 1:72 | 1,500.0 U/min
748 | 748 | 748 | 748 | 748 | 748 | 748 | GE General Electric GE 1.5xle - 1,50 MW - Wind turbine | https://en.wind-turbine-models.com/turbines/656-ge-general-electric-ge-1.5xle | 1 | 1,500.0 kW | - | 3.5 m/s | 11.5 m/s | 82.5 m | 5,346.0 m² | 3 | 280.6 W/m² | 3.6 m²/kW | LM 40 | 3.0 | 1 | 690.0 V | IGBT | 50/60 Hz | 58.7/80 m | No | 20.0 m/s | 52.5 m/s | GFK | conical | painted | Yes |  |  | 18.7 U/min | 81 m/s | LM Glasfieber |  | 1,500.0 U/min
749 | 749 | 749 | 749 | 749 | 749 | 749 | GE General Electric GE 1.6-82.5 - 1,60 MW - Wind turbine | https://en.wind-turbine-models.com/turbines/1294-ge-general-electric-ge-1.6-82.5 | 1 | 1,600.0 kW | - | 3.5 m/s | 10.0 m/s | 82.5 m | 5,345.6 m² | 3 | 299.3 W/m² | 3.3 m²/kW | GE 40.3 | [5 empty] | 65/80/100 m | No | 25.0 m/s |  | GFRP | conical | painted | Yes |  | IIa |  |  | GE
750 | 750 | 750 | 750 | 750 | 750 | 750 | GE General Electric GE 1.6 - 100 - 1,60 MW - Wind turbine | https://en.wind-turbine-models.com/turbines/370-ge-general-electric-ge-1.6-100 | 1 | 1,600.0 kW | - | 3.5 m/s | 11.0 m/s | 100.0 m | 7,854.0 m² | 3 | 203.7 W/m² | 4.9 m²/kW | 48.7 | 3.0 | 1 | 690.0 V | IGBT | 50/60 Hz | 80/100 m | No | 25.0 m/s |  | GFK | conical | painted | Yes |  |  | 16.2 U/min | 85 m/s |  | 1:115 |  |  | 65.0 t
751 | 751 | 751 | 751 | 751 | 751 | 751 | GE General Electric GE 1.7 - 100 - 1,70 MW - Wind turbine | https://en.wind-turbine-models.com/turbines/746-ge-general-electric-ge-1.7-100 | 1 | 1,700.0 kW | - | 3.0 m/s | 10.0 m/s | 100.0 m | 7,854.0 m² | 3 | 216.5 W/m² | 4.6 m²/kW | 48.7 |  | 1 |  | IGBT | 50/60 Hz | 80/96 m | No | 23.0 m/s |  |  | conical | painted | Yes
752 | 752 | 752 | 752 | 752 | 752 | 752 | GE General Electric GE 1.7 - 103 - 1,70 MW - Wind turbine | https://en.wind-turbine-models.com/turbines/1591-ge-general-electric-ge-1.7-103 | 1 | 1,700.0 kW | - | 3.0 m/s | 10.0 m/s | 103.0 m | 8,332.0 m² | 3 | 204.0 W/m² | 4.9 m²/kW | 50.2m |  | 1 |  | IGBT | 50/60 Hz | 80/96 m | No | 23.0 m/s |  | GFRP | conical | painted | Yes |  | S
753 | 753 | 753 | 753 | 753 | 753 | 753 | GE General Electric GE 1.85 - 82.5 - 1,85 MW - Wind turbine | https://en.wind-turbine-models.com/turbines/744-ge-general-electric-ge-1.85-82.5 | 1 | 1,850.0 kW | - | 3.0 m/s | 13.0 m/s | 82.5 m | 5,346.0 m² | 3 | 346.1 W/m² | 2.9 m²/kW | 40.3 |  | 1 |  | IGBT | 50/60 Hz | 65/80/100 m | No | 25.0 m/s |  |  | conical | painted | Yes
754 | 754 | 754 | 754 | 754 | 754 | 754 | GE General Electric GE 1.85 - 87 - 1,85 MW - Wind turbine | https://en.wind-turbine-models.com/turbines/745-ge-general-electric-ge-1.85-87 | 1 | 1,850.0 kW | - | 3.0 m/s | 12.5 m/s | 87.0 m | 5,945.0 m² | 3 | 311.2 W/m² | 3.2 m²/kW | 42 |  | 1 |  | IGBT | 50/60 Hz | 80 m | No | 25.0 m/s |  |  | conical | painted | Yes
755 | 755 | 755 | 755 | 755 | 755 | 755 | GE General Electric GE 2.0-2.7 - 116 - 2,70 MW - Wind turbine | https://en.wind-turbine-models.com/turbines/1837-ge-general-electric-ge-2.0-2.7-116 | 1 | 2,700.0 kW | - | 3.0 m/s |  | 116.0 m | 10,660.0 m² | 3 | 253.3 W/m² | 3.9 m²/kW | 56.9m |  | 1 |  |  | 50/60 Hz | 80 / 90 / 94 m | No |  |  | GFRP | conical | painted | Yes |  | IIS
756 | 756 | 756 | 756 | 756 | 756 | 756 | GE General Electric GE 2.2-2.5 - 127 - 2,50 MW - Wind turbine | https://en.wind-turbine-models.com/turbines/1838-ge-general-electric-ge-2.2-2.5-127 | 1 | 2,500.0 kW | - | 3.0 m/s |  | 127.0 m | 12,667.0 m² | 3 | 197.4 W/m² | 5.1 m²/kW | 62.2m |  | 1 |  |  | 60 Hz | 89 m | No |  |  | GFRP | conical | painted | Yes |  | IIS
757 | 757 | 757 | 757 | 757 | 757 | 757 | GE General Electric GE 2.3 -107 - 2,30 MW - Wind turbine | https://en.wind-turbine-models.com/turbines/982-ge-general-electric-ge-2.3-107 | 1 | 2,300.0 kW | - |  |  | 107.0 m | 8,992.0 m² | 3 | 255.8 W/m² | 3.9 m²/kW | 52.2 |  |  |  |  | 50/60 Hz | 80 m | No |  |  |  | conical |  | Yes
758 | 758 | 758 | 758 | 758 | 758 | 758 | GE General Electric GE 2.5 - 88 - 2,50 MW - Wind turbine | https://en.wind-turbine-models.com/turbines/57-ge-general-electric-ge-2.5-88 | 1 | 2,500.0 kW | - | 3.0 m/s | 14.0 m/s | 88.0 m | 6,082.0 m² | 3 | 411.0 W/m² | 2.4 m²/kW | Pitch | 3.0 | 1 | 690.0 V | IGBT | 50 Hz | 85 m | No | 25.0 m/s |  | GFK | conical | painted | Yes |  |  | 16.5 U/min | 76 m/s
759 | 759 | 759 | 759 | 759 | 759 | 759 | GE General Electric GE 2.5 - 100 - 2,50 MW - Wind turbine | https://en.wind-turbine-models.com/turbines/641-ge-general-electric-ge-2.5-100 | 1 | 2,500.0 kW | - | 3.0 m/s | 13.0 m/s | 100.0 m | 7,854.0 m² | 3 | 318.3 W/m² | 3.1 m²/kW | Steel tube | [5 empty] | 75/85 m | No | 25.0 m/s | 59.5 m/s |  | conical | painted | Yes
760 | 760 | 760 | 760 | 760 | 760 | 760 | GE General Electric GE 2.5-103 - 2,50 MW - Wind turbine | https://en.wind-turbine-models.com/turbines/1293-ge-general-electric-ge-2.5-103 | 1 | 2,500.0 kW | - | 3.0 m/s | 12.0 m/s | 103.0 m | 8,332.0 m² | 3 | 300.0 W/m² | 3.3 m²/kW | spur/planetary |  | 1 |  | inverters | 50/60 Hz | 85/100 m | No | 25.0 m/s | 52.5 m/s |  | conical | painted | Yes |  | IIIa | 13.7 U/min | 74 m/s
761 | 761 | 761 | 761 | 761 | 761 | 761 | GE General Electric GE 2.5 - 120 - 2,50 MW - Wind turbine | https://en.wind-turbine-models.com/turbines/310-ge-general-electric-ge-2.5-120 | 1 | 2,500.0 kW | - | 3.0 m/s |  | 120.0 m | 11,309.7 m² | 3 | 221.0 W/m² | 4.5 m²/kW | 58.7 | [5 empty] | 110/139 m | No | 25.0 m/s |  |  |  |  | Yes |  |  |  |  | 50/60
762 | 762 | 762 | 762 | 762 | 762 | 762 | GE General Electric GE 2.75 - 100 - 2,75 MW - Wind turbine | https://en.wind-turbine-models.com/turbines/748-ge-general-electric-ge-2.75-100 | 1 | 2,750.0 kW | - | 3.0 m/s | 12.0 m/s | 100.0 m | 7,854.0 m² | 3 | 350.1 W/m² | 2.9 m²/kW | GE 48.7 |  | 1 |  | IGBT | 50/60 Hz | 75/85/98.3/123.5 m | No | 25.0 m/s |  | GRP | conical | painted | Yes |  |  |  |  | GE
763 | 763 | 763 | 763 | 763 | 763 | 763 | GE General Electric GE 2.75 - 103 - 2,75 MW - Wind turbine | https://en.wind-turbine-models.com/turbines/747-ge-general-electric-ge-2.75-103 | 1 | 2,750.0 kW | - | 3.0 m/s | 13.0 m/s | 103.0 m | 8,332.0 m² | 3 | 330.1 W/m² | 3.0 m²/kW | GE 50.2 |  | 1 |  | IGBT | 50/60 Hz | 75/85/98.3/123.5 m | No | 25.0 m/s |  |  | conical | painted | Yes |  |  |  |  | GE
764 | 764 | 764 | 764 | 764 | 764 | 764 | GE General Electric GE 2.75 - 120 - 2,75 MW - Wind turbine | https://en.wind-turbine-models.com/turbines/983-ge-general-electric-ge-2.75-120 | 1 | 2,750.0 kW | - |  |  | 120.0 m | 11,309.7 m² | 3 | 243.2 W/m² | 4.1 m²/kW | steel. hybrid or space frame tower |  |  |  |  | 50/60 Hz | 85/110/139 m | No | [5 empty] | Yes | II | IIIa
765 | 765 | 765 | 765 | 765 | 765 | 765 | GE General Electric GE 2.85 - 100 - 2,85 MW - Wind turbine | https://en.wind-turbine-models.com/turbines/749-ge-general-electric-ge-2.85-100 | 1 | 2,850.0 kW | - | 3.0 m/s | 13.0 m/s | 100.0 m | 7,854.0 m² | 3 | 362.9 W/m² | 2.8 m²/kW | GE 48.7 |  | 1 |  | IGBT | 50/60 Hz | 75/85/98.3 m | No | 25.0 m/s |  | GRP | conical | painted | Yes |  |  |  |  | GE
766 | 766 | 766 | 766 | 766 | 766 | 766 | GE General Electric GE 2.85 - 103 - 2,85 MW - Wind turbine | https://en.wind-turbine-models.com/turbines/750-ge-general-electric-ge-2.85-103 | 1 | 2,850.0 kW | - | 3.0 m/s | 12.5 m/s | 103.0 m | 8,332.0 m² | 3 | 342.1 W/m² | 2.9 m²/kW | GE 50.2 |  | 1 |  | IGBT | 50/60 Hz | 75/85/98.3 m | No | 25.0 m/s |  | GRP | conical | painted | Yes |  |  |  |  | GE
767 | 767 | 767 | 767 | 767 | 767 | 767 | GE General Electric GE 3.2s - 3,20 MW - Wind turbine | https://en.wind-turbine-models.com/turbines/1448-ge-general-electric-ge-3.2s | 1 | 3,200.0 kW | - | 3.0 m/s | 14.3 m/s | 104.0 m | 8,495.0 m² | 3 | 376.7 W/m² | 2.7 m²/kW | spur/planetary | 3.0 | 1 | 690.0 V | inverters | 50 Hz | 100 - 140 m | No | 25.0 m/s |  | GFRP | conical | painted | Yes | III | IIa | 13.5 U/min | 74 m/s | Renk/Eickhoff |  | 1,800.0 U/min | 82.0 t | 160.0 t |  |  |  | 2002
768 | 768 | 768 | 768 | 768 | 768 | 768 | GE General Electric GE 3.2 -103 - 3,20 MW - Wind turbine | https://en.wind-turbine-models.com/turbines/984-ge-general-electric-ge-3.2-103 | 1 | 3,200.0 kW | - |  |  | 103.0 m | 8,332.0 m² | 3 | 384.1 W/m² | 2.6 m²/kW | Steel tube |  |  |  |  | 50/60 Hz | 70/98 m | No |  |  |  | conical |  | Yes |  | IIa
769 | 769 | 769 | 769 | 769 | 769 | 769 | GE General Electric GE 3.2-130 - 3,20 MW - Wind turbine | https://en.wind-turbine-models.com/turbines/1290-ge-general-electric-ge-3.2-130 | 1 | 3,200.0 kW | - | 2.0 m/s | 12.0 m/s | 130.0 m | 13,273.0 m² | 3 | 241.1 W/m² | 4.1 m²/kW | 63.7 |  | 1 | 690.0 V | inverters | 50/60 Hz | 85/110/134*/155' m | No | 25.0 m/s |  | GFRP | conical | painted | Yes | II | IIIa
770 | 770 | 770 | 770 | 770 | 770 | 770 | GE General Electric GE 3.4-130 - 3,40 MW - Wind turbine | https://en.wind-turbine-models.com/turbines/1338-ge-general-electric-ge-3.4-130 | 1 | 3,400.0 kW | - |  |  | 130.0 m | 13,273.0 m² | 3 | 256.2 W/m² | 3.9 m²/kW | 63.7m |  | 1 |  | inverters | 50/60 Hz | 85/110/131/134/155 m | No |  |  |  | conical | painted | Yes |  | IIb
771 | 771 | 771 | 771 | 771 | 771 | 771 | GE General Electric GE 3.4-137 - 3,40 MW - Wind turbine | https://en.wind-turbine-models.com/turbines/1339-ge-general-electric-ge-3.4-137 | 1 | 3,400.0 kW | - |  |  | 137.0 m | 14,741.0 m² | 3 | 230.6 W/m² | 4.3 m²/kW | 67.2m |  | 1 |  | inverters | 50/60 Hz | 85/110/131/134/155 m | No |  |  |  | conical | painted | Yes |  | IIIb
772 | 772 | 772 | 772 | 772 | 772 | 772 | GE General Electric GE 3.6s - 3,60 MW - Wind turbine | https://en.wind-turbine-models.com/turbines/58-ge-general-electric-ge-3.6s | 1 | 3,600.0 kW | - | 3.5 m/s | 15.0 m/s | 104.0 m | 8,495.0 m² | 3 | 423.8 W/m² | 2.4 m²/kW | EW 48.5 | 3.0 | 1 | 690.0 V | IGBT | 50 Hz |  | Yes | 25.0 m/s | 57.0 m/s | GFK / Epoxy | conical | painted |  |  |  | 15.3 U/min | 83 m/s | Eickhoff | 1:118 | 1,800.0 U/min | 82.0 t | 170.0 t
773 | 773 | 773 | 773 | 773 | 773 | 773 | GE General Electric GE 3.6-137 - 3,60 MW - Wind turbine | https://en.wind-turbine-models.com/turbines/1551-ge-general-electric-ge-3.6-137 | 1 | 3,600.0 kW | - |  |  | 137.0 m | 14,741.0 m² | 3 | 244.2 W/m² | 4.1 m²/kW | 67.2m |  | 1 |  | converter | 50/60 Hz | 85/110/131.4/164.5 m | No |  |  |  | conical | painted | Yes |  | IIIb |  |  | LM Glasfiber | [7 empty] | 2016
774 | 774 | 774 | 774 | 774 | 774 | 774 | GE General Electric GE 3.8-130 - 3,80 MW - Wind turbine | https://en.wind-turbine-models.com/turbines/1552-ge-general-electric-ge-3.8-130 | 1 | 3,800.0 kW | - |  |  | 130.0 m | 13,273.0 m² | 3 | 286.3 W/m² | 3.5 m²/kW | 63.7m |  | 1 |  | converter | 50/60 Hz | 85/110/131.4/164.5 m | No |  |  |  | conical | painted | Yes |  | IIb |  |  | LM Glasfiber
775 | 775 | 775 | 775 | 775 | 775 | 775 | GE General Electric GE 3.8-137 - 3,80 MW - Wind turbine | https://en.wind-turbine-models.com/turbines/2447-ge-general-electric-ge-3.8-137 | 1 | 3,800.0 kW | - |  |  | 137.0 m | 14,741.0 m² | 3 | 257.8 W/m² | 3.9 m²/kW | 67.2 m blade |  | 1 |  | full scale | 50/60 Hz | 76.5. 81.5. 85. 98. 110. 111.5. 131.4. 134. 164.5 m | No |  |  |  | conical |  | Yes
776 | 776 | 776 | 776 | 776 | 776 | 776 | GE General Electric GE 4.1-113 - 4,10 MW - Wind turbine | https://en.wind-turbine-models.com/turbines/479-ge-general-electric-ge-4.1-113 | 1 | 4,100.0 kW | - | 3.5 m/s | 14.0 m/s | 113.0 m | 9,940.0 m² | 3 | 412.5 W/m² | 2.4 m²/kW | 57.5 |  | 1 |  | IGBT | 50 Hz | 85 m | No | 25.0 m/s |  |  | conical | painted | Yes |  |  | 20.0 U/min | 118 m/s
777 | 777 | 777 | 777 | 777 | 777 | 777 | GE General Electric GE 4.2-117 - 4,20 MW - Wind turbine | https://en.wind-turbine-models.com/turbines/2449-ge-general-electric-ge-4.2-117 | 1 | 4,200.0 kW | - |  |  | 117.0 m | 10,751.0 m² | 3 | 390.7 W/m² | 2.6 m²/kW | 56.9 m blade |  | 1 |  | full scale | 50/60 Hz | 76.5. 81.5. 85. 98. 110. 111.5. 131.4. 134. 164.5 m | No |  |  |  | conical |  | Yes |  |  |  |  | LM WindPower
778 | 778 | 778 | 778 | 778 | 778 | 778 | GE General Electric GE 4.8-158 Cypress - 4,80 MW - Wind turbine | https://en.wind-turbine-models.com/turbines/1719-ge-general-electric-ge-4.8-158-cypress | 1 | 4,800.0 kW | - |  |  | 158.0 m | 19,600.0 m² | 3 | 244.9 W/m² | 4.1 m²/kW | doubly-fed induction |  | 1 |  | IGBT | 50/60 Hz | 101/120.9/149/169 m | No |  |  |  | conical | painted | Yes |  | S |  |  | LM Glasfiber
779 | 779 | 779 | 779 | 779 | 779 | 779 | GE General Electric GE 5.3-158 Cypress - 5,30 MW - Wind turbine | https://en.wind-turbine-models.com/turbines/1913-ge-general-electric-ge-5.3-158-cypress | 1 | 5,300.0 kW | 5,000.0 - 5,500.0 kW | - |  | 158.0 m | 19,607.0 m² | 3 | 270.3 W/m² | 3.7 m²/kW | planetary / helical |  | 1 |  |  | 50/60 Hz | 101 / 120.9 / 150 / 160 m | No |  |  | carbon |  |  | Yes |  | S |  |  | LM Wind Power
780 | 780 | 780 | 780 | 780 | 780 | 780 | GE General Electric 5.5-158 Cypress - 5,50 MW - Wind turbine | https://en.wind-turbine-models.com/turbines/2306-ge-general-electric-5.5-158-cypress | 1 | 5,500.0 kW | - | 3.0 m/s |  | 158.0 m | 19,607.0 m² | 3 | 280.5 W/m² | 3.6 m²/kW | planetary / helical |  | 1 |  |  | 50/60 Hz | 101 / 121 / 151 / 161 m | No |  |  | carbon |  |  | Yes |  |  |  |  | LM WindPower
781 | 781 | 781 | 781 | 781 | 781 | 781 | GE General Electric 6.0-164 Cypress - 6,00 MW - Wind turbine | https://en.wind-turbine-models.com/turbines/2307-ge-general-electric-6.0-164-cypress | 1 | 6,000.0 kW | - | 3.0 m/s |  | 164.0 m | 21,124.0 m² | 3 | 284.0 W/m² | 3.5 m²/kW | planetary / helical |  | 1 |  |  | 50/60 Hz | 112 / 167 m | No |  |  | carbon |  |  | Yes |  | S |  |  | LM WindPower
782 | 782 | 782 | 782 | 782 | 782 | 782 | GE General Electric GE 6.1-158 Cypress - 6,10 MW - Wind turbine | https://en.wind-turbine-models.com/turbines/2469-ge-general-electric-ge-6.1-158-cypress | 1 | 6,100.0 kW | - | 3.0 m/s |  | 158.0 m | 19,607.0 m² | 3 | 311.1 W/m² | 3.2 m²/kW | 77m / section 65m + 12m tip |  | 1 |  |  | 50/60 Hz | 101 / 120.9 / 150 / 161 / and site specific m | No | 25.0 m/s |  |  | conical |  | Yes |  | S | [10 empty] | 2021
783 | 783 | 783 | 783 | 783 | 783 | 783 | GE General Electric Haliade-X 12 MW - 12,00 MW - Wind turbine | https://en.wind-turbine-models.com/turbines/1809-ge-general-electric-haliade-x-12-mw | 1 | 12,000.0 kW | - |  |  | 220.0 m | 38,000.0 m² | 3 | 315.8 W/m² | 3.2 m²/kW | 107m blade |  | 1 | 6,600.0 V | IGBT | 50/60 Hz | 150 m | Yes |  |  | carbon hybrid | conical | painted | No |  | Ib | 7.0 U/min | 81 m/s | LM Glasfiber | [7 empty] | 2019 | 55.0 t
784 | 784 | 784 | 784 | 784 | 784 | 784 | GE General Electric Haliade-X 13 MW - 13,00 MW - Wind turbine | https://en.wind-turbine-models.com/turbines/2292-ge-general-electric-haliade-x-13-mw | 1 | 13,000.0 kW | - |  |  | 220.0 m | 38,000.0 m² | 3 | 342.1 W/m² | 2.9 m²/kW | 107m |  | 1 | 6,600.0 V | IGBT full power converter | 50/60 Hz | 133 / 150 / site specific m | Yes |  |  | carbon hybrid | conical | coated | No |  | Ib | 7.0 U/min | 81 m/s | LM Glasfiber | [7 empty] | 2023
785 | 785 | 785 | 785 | 785 | 785 | 785 | GE General Electric Haliade-X 14 MW - 14,00 MW - Wind turbine | https://en.wind-turbine-models.com/turbines/2320-ge-general-electric-haliade-x-14-mw | 1 | 14,000.0 kW | - |  |  | 220.0 m | 38,000.0 m² | 3 | 368.4 W/m² | 2.7 m²/kW | 107m |  | 1 | 6,600.0 V | full inverter IGBT | 50/60 Hz | site specific / 150 m | Yes |  |  | carbon hybrid | conical | coated |  |  |  | 7.0 U/min | 81 m/s | LM | [8 empty] | 55.0 t
786 | 786 | 786 | 786 | 786 | 786 | 786 | GE General Electric GE 4.0-137 - 4,00 MW - Wind turbine | https://en.wind-turbine-models.com/turbines/2448-ge-general-electric-ge-4.0-137 | 1 | 4,000.0 kW | - |  |  | 137.0 m | 14,741.0 m² | 3 | 271.4 W/m² | 3.7 m²/kW | 67.2 m blade |  | 1 |  | full scale | 50/60 Hz | 76.5. 81.5. 85. 98. 110. 111.5. 131.4. 134. 164.5 m | No |  |  |  | conical |  | Yes |  |  |  |  | LM WindPower
787 | 787 | 787 | 787 | 787 | 787 | 787 | GE General Electric Haliade 150-6MW - 6,00 MW - Wind turbine | https://en.wind-turbine-models.com/turbines/1446-ge-general-electric-haliade-150-6mw | 1 | 6,000.0 kW | - | 3.0 m/s |  | 151.0 m | 17,860.0 m² | 3 | 335.9 W/m² | 3.0 m²/kW | LM 73.5 |  | 1 | 900.0 V | inverters | 50/60 Hz | 100 m (or site-specific) m | Yes | 25.0 m/s |  | GFRP | conical | painted |  |  | Ib | 11.5 U/min | 91 m/s | LM Glasfiber A/S | [7 empty] | 2016
788 | 788 | 788 | 788 | 788 | 788 | 788 | GE General Electric 600a - 600,00 kW - Wind turbine | https://en.wind-turbine-models.com/turbines/2117-ge-general-electric-600a | 1 | 600.0 kW | - | 3.0 m/s | 13.0 m/s | 46.0 m | 1,662.0 m² | 3 | 361.0 W/m² | 2.8 m²/kW | LM 22.3 | 3.0 | 1 | 690.0 V | thyristor | 50 Hz | 50/60/70/76.9 m | No | 20.0 m/s | 57.0 m/s | GFK | conical | painted | Yes |  |  | 25.0 U/min | 60 m/s | LM Glasfiber A/S | 1:61 | 1,500.0 U/min
789 | 789 | 789 | 789 | 789 | 789 | 789 | GenesYs mbH GenesYs 600 - 600,00 kW - Wind turbine | https://en.wind-turbine-models.com/turbines/780-genesys-mbh-genesys-600 | 1 | 600.0 kW | - | 3.0 m/s | 11.5 m/s | 45.9 m | 1,654.0 m² | 3 | 362.8 W/m² | 2.8 m²/kW | WWK 22.1 |  | 1 | 690.0 V | IGBT | 50.0 Hz | 62.0 m | No | 25.0 m/s | 70.0 m/s | GFK | conical | painted | Yes |  |  | 32.0 U/min | 77 m/s | LM Glasfiber A/S |  |  |  | 32.0 t
790 | 790 | 790 | 790 | 790 | 790 | 790 | Genvind GV20 - 20,00 kW - Wind turbine | https://en.wind-turbine-models.com/turbines/195-genvind-gv20 | 1 | 20.0 kW | - |  |  | 12.6 m | 125.0 m² | 3 | 160.0 W/m² | 6.3 m²/kW | [6 empty] | 20.0 m | No | [5 empty] | Yes
791 | 791 | 791 | 791 | 791 | 791 | 791 | Genvind GV20-2 - 15,00 kW - Wind turbine | https://en.wind-turbine-models.com/turbines/696-genvind-gv20-2 | 1 | 15.0 kW | - |  |  | 12.6 m | 125.0 m² | 3 | 120.0 W/m² | 8.3 m²/kW | Steel tube | [5 empty] | 18.2 m | No |  |  | Wood | cylindric |  | Yes
792 | 792 | 792 | 792 | 792 | 792 | 792 | German Sustainables GS-1000NT - 1,00 MW - Wind turbine | https://en.wind-turbine-models.com/turbines/2118-german-sustainables-gs-1000nt | 1 | 1,000.0 kW | - | 3.5 m/s | 13.0 m/s | 42.0 m | 1,385.0 m² | 3 | 722.0 W/m² | 1.4 m²/kW | wings 39.5m |  | 1 |  |  |  | 60 m | No | 28.0 m/s |  | Aluminum |  | hot dip galvanized | Yes |  |  | 25.0 U/min | 55 m/s |  |  | 29.0 U/min
793 | 793 | 793 | 793 | 793 | 793 | 793 | GET Danwin 225/27 - 225,00 kW - Wind turbine | https://en.wind-turbine-models.com/turbines/682-get-danwin-225-27 | 1 | 225.0 kW | - | 4.0 m/s | 14.0 m/s | 27.0 m | 573.0 m² | 3 | 392.7 W/m² | 2.5 m²/kW | LM | 3.0 | 1 | 400.0 V | Thyristor | 50 Hz | 30/39 m | No | 25.0 m/s | 67.0 m/s | GFRP | conical | painted | Yes |  |  | 37.8 U/min | 53 m/s | LM Glasfieber | 1:40 | 1,500.0 U/min | 3.5 t | 7.6 t | 13.3 t | 25.0 t |  |  | 0.8 t
794 | 794 | 794 | 794 | 794 | 794 | 794 | GET Danwin 225/29 - 225,00 kW - Wind turbine | https://en.wind-turbine-models.com/turbines/409-get-danwin-225-29 | 1 | 225.0 kW | - | 4.0 m/s | 16.0 m/s | 29.0 m | 661.0 m² | 3 | 340.4 W/m² | 2.9 m²/kW | LM 13.4 | 3.0 | 1 | 400.0 V | Thyristor | 50 Hz | 30/40 m | No | 25.0 m/s | 67.0 m/s | GFK | conical | painted | Yes |  |  | 37.6 U/min | 57 m/s | LM Glasfieber | 1:40 | 1,500.0 U/min |  | 7.6 t | 20.7 t |  |  |  | 0.8 t
795 | 795 | 795 | 795 | 795 | 795 | 795 | GET Danwin 600/41 - 600,00 kW - Wind turbine | https://en.wind-turbine-models.com/turbines/414-get-danwin-600-41 | 1 | 600.0 kW | - | 3.5 m/s | 14.0 m/s | 41.0 m | 1,320.0 m² | 3 | 454.5 W/m² | 2.2 m²/kW | LM 19.1 | 3.0 | 1 | 690.0 V | Thyristor | 50 Hz | 50/70 m | No | 25.0 m/s | 67.0 m/s | GFK | conical | painted | Yes |  |  | 27.8 U/min | 60 m/s | LM Glasfieber | 1:54 | 1,500.0 U/min |  | 22.4 t | 90.0 t |  |  |  | 2.0 t
796 | 796 | 796 | 796 | 796 | 796 | 796 | GGS Falcon 1250 - 1,25 MW - Wind turbine | https://en.wind-turbine-models.com/turbines/1101-ggs-falcon-1250 | 1 | 1,250.0 kW | - | 3.0 m/s | 13.0 m/s | 64.0 m | 3,217.0 m² | 3 | 388.6 W/m² | 2.6 m²/kW | synchronous permanent | 2.0 | 1 | 690.0 V | IGBT | 50 Hz | 68.0 m | No | 25.0 m/s |  | GFRP | conical | painted | Yes |  | IIa | 23.8 U/min | 80 m/s |  | 1:12 | 292.0 U/min | 24.0 t | 12.0 t
797 | 797 | 797 | 797 | 797 | 797 | 797 | Ghodawat G 1650/82 - 1,65 MW - Wind turbine | https://en.wind-turbine-models.com/turbines/447-ghodawat-g-1650-82 | 1 | 1,650.0 kW | - | 3.5 m/s | 11.5 m/s | 82.0 m | 5,278.0 m² | 3 | 312.6 W/m² | 3.2 m²/kW | G 40 | 3.0 | 1 | 690.0 V | IGBT | 50 Hz | 68/78 m | No | 20.0 m/s | 59.5 m/s | GFK / Epoxy | conical | painted | Yes |  |  | 18.2 U/min | 78 m/s |  | 1:99
798 | 798 | 798 | 798 | 798 | 798 | 798 | Global Wind Power Lt GWP47-750kW - 750,00 kW - Wind turbine | https://en.wind-turbine-models.com/turbines/450-global-wind-power-lt-gwp47-750kw | 1 | 750.0 kW | - | 3.5 m/s | 14.5 m/s | 47.0 m | 1,735.0 m² | 3 | 432.3 W/m² | 2.3 m²/kW | LM 21.0P | 3.0 | 1 | 690.0 V | Thyristor | 50 Hz | 45/55/65 m | No | 25.0 m/s | 60.0 m/s | GFK | conical | painted | Yes |  |  | 25.5 U/min | 63 m/s | LM Glasfieber |  | 1,500.0 U/min
799 | 799 | 799 | 799 | 799 | 799 | 799 | Global Wind Power Lt GWP82-2000kW - 2,00 MW - Wind turbine | https://en.wind-turbine-models.com/turbines/451-global-wind-power-lt-gwp82-2000kw | 1 | 2,000.0 kW | - | 2.7 m/s | 12.5 m/s | 82.5 m | 5,350.0 m² | 3 | 373.8 W/m² | 2.7 m²/kW | LM 40 |  | 1 | 690.0 V | IGBT | 50 Hz | 80/105/120 m | No | 28.0 m/s | 60.0 m/s | GFK / Epoxy | conical | painted | Yes |  |  | 18.5 U/min | 80 m/s | LM Glasfieber
800 | 800 | 800 | 800 | 800 | 800 | 800 | Global Wind Power Lt GWP 100 - 2500 - 2,50 MW - Wind turbine | https://en.wind-turbine-models.com/turbines/1095-global-wind-power-lt-gwp-100-2500 | 1 | 2,500.0 kW | - | 3.5 m/s | 12.0 m/s | 100.0 m | 7,854.0 m² | 3 | 318.3 W/m² | 3.1 m²/kW | spur/planetary | 3.0 | 1 | 690.0 V | IGBT | 50/60 Hz | 85/100/117*/141*/160* m | No | 25.0 m/s | 59.5 m/s | GFRP |  | painted | Yes |  | IIa | 18.1 U/min | 95 m/s | LM Wind Power | 1:72 | 1,310.0 U/min | 52.0 t | 96.0 t | 350.0 t | 500.0 t
801 | 801 | 801 | 801 | 801 | 801 | 801 | Global Wind Power Lt GWP MY - 1500 - 1,50 MW - Wind turbine | https://en.wind-turbine-models.com/turbines/1094-global-wind-power-lt-gwp-my-1500 | 1 | 1,500.0 kW | - | 3.0 m/s | 11.3 m/s | 77.1 m | 4,669.0 m² | 3 | 321.3 W/m² | 3.1 m²/kW | aero Blade 37.5 / SHFRP 37.5 | 3.0 | 1 | 690.0 V | IGBT | 50/60 Hz | 65/70/75/80 m | No | 25.0 m/s | 59.5 m/s | GFRP | conical | painted | Yes |  | IIIa | 19.5 U/min | 79 m/s | aero Blade | 1:101 | 1,753.0 U/min | 35.0 t | 65.0 t
802 | 802 | 802 | 802 | 802 | 802 | 802 | GMB CirculAIR - 10,00 kW - Wind turbine | https://en.wind-turbine-models.com/turbines/2450-gmb-circulair | 1 | 10.0 kW | - | 3.5 m/s | 11.0 m/s | 7.1 m | 39.6 m² | 3 | 252.5 W/m² | 4.0 m²/kW | stall |  | 1 | 690.0 V | inverter | 50 Hz | site specific / 30 m | No | 25.0 m/s | 59.5 m/s | GFRP | conical | coated | Yes |  |  | 130.0 U/min | 48 m/s | Aircon
803 | 803 | 803 | 803 | 803 | 803 | 803 | Gödecke AeroCraft 1002H - 1,00 kW - Wind turbine | https://en.wind-turbine-models.com/turbines/1347-goedecke-aerocraft-1002h | 1 | 1.0 kW | - | 3.0 m/s | 9.0 m/s | 2.4 m | 4.5 m² | 3 | 222.2 W/m² | 4.5 m²/kW | direct drive |  | 1 | 230.0 V | inverters | 50 Hz | 1.75 m | No | 40.0 m/s |  | GFK / FRP | cylindrical |  | Yes |  |  | 600.0 U/min | 75 m/s | Gödecke |  |  |  | 0.0 t
804 | 804 | 804 | 804 | 804 | 804 | 804 | Goslich GT 10 - 10,00 kW - Wind turbine | https://en.wind-turbine-models.com/turbines/1445-goslich-gt-10 | 1 | 10.0 kW | - | 3.0 m/s | 8.0 m/s | 10.5 m | 86.0 m² | 2 | 116.3 W/m² | 8.6 m²/kW | planetary |  | 1 | 380.0 V |  | 50 Hz | 9 m | No | 25.0 m/s | 55.0 m/s | Alu Blech mit PU Schaumfüllung | cylindrical | painted | Yes |  |  | 300.0 U/min | 165 m/s |  | 1:14 | 1,540.0 U/min | 0.0 t | 0.2 t |  |  |  | 1980
805 | 805 | 805 | 805 | 805 | 805 | 805 | Green Power sarl Yonval GP40 - old model - 36,00 kW - Wind turbine | https://en.wind-turbine-models.com/turbines/305-green-power-sarl-yonval-gp40-old-model | 1 | 36.0 kW | - | 3.4 m/s | 12.0 m/s | 11.5 m | 104.0 m² | 3 | 346.2 W/m² | 2.9 m²/kW | Asynchronus | [5 empty] | 30 m | No | 25.0 m/s | 59.5 m/s |  |  |  | Yes |  |  | 200.0 U/min | 120 m/s |  |  | 1,472.0 U/min |  | 1.3 t
806 | 806 | 806 | 806 | 806 | 806 | 806 | Green Power sarl GP Yonval 40-16 - 40,00 kW - Wind turbine | https://en.wind-turbine-models.com/turbines/1067-green-power-sarl-gp-yonval-40-16 | 1 | 40.0 kW | - | 3.5 m/s | 11.0 m/s | 16.0 m | 200.0 m² | 3 | 200.0 W/m² | 5.0 m²/kW | 7.8 m | 3.0 | 1 | 400.0 V |  | 50.0 Hz | 20/24/30 m | No | 24.0 m/s | 52.5 m/s | Fiberglass – reinforced epoxy |  | Galvanised steel | Yes |  | IIIa | 74.0 U/min | 62 m/s | SEW | 1:30 | 1,480.0 U/min |  | 2.5 t | 7.6 t | 10.0 t |  |  | 0.2 t
807 | 807 | 807 | 807 | 807 | 807 | 807 | Greenstorm GS 21 S - 60,00 kW - Wind turbine | https://en.wind-turbine-models.com/turbines/1675-greenstorm-gs-21-s | 1 | 60.0 kW | - | 3.0 m/s | 8.8 m/s | 22.3 m | 386.7 m² | 3 | 155.2 W/m² | 6.4 m²/kW | 10.5m |  | 1 | 460.0 V | IGBT | 50 Hz | 30/36 m | No | 25.0 m/s |  | GFRP | conical | painted | Yes |  | Ia | 50.5 U/min | 59 m/s | ABB |  |  | 2.6 t | 2.7 t | 14.8 t | 20.0 t |  |  | 0.3 t
808 | 808 | 808 | 808 | 808 | 808 | 808 | Grumman Windstream 33 - 15,00 kW - Wind turbine | https://en.wind-turbine-models.com/turbines/524-grumman-windstream-33 | 1 | 15.0 kW | - |  |  | 10.0 m | 79.0 m² | 3 | 189.9 W/m² | 5.3 m²/kW | Asynchronus |  | 1 |  |  |  |  | No |  |  | Aluminium |  |  | Yes |  |  | 74.0 U/min | 39 m/s | Grumman
809 | 809 | 809 | 809 | 809 | 809 | 809 | WEG AGW 100 - 95,00 kW - Wind turbine | https://en.wind-turbine-models.com/turbines/1698-weg-agw-100 | 1 | 95.0 kW | - | 3.0 m/s | 12.0 m/s | 24.4 m | 467.6 m² | 3 | 203.2 W/m² | 4.9 m²/kW | none. direcht drive |  | 1 | 690.0 V | IGBT | 60 Hz | 37 m | No | 25.0 m/s | 52.5 m/s | GFRP | conical | painted | Yes |  | IIIa | [6 empty] | 6.9 t | 12.0 t | 18.9 t
810 | 810 | 810 | 810 | 810 | 810 | 810 | WEG AGW 110 / 2.1 - 2,10 MW - Wind turbine | https://en.wind-turbine-models.com/turbines/1697-weg-agw-110-2.1 | 1 | 2,100.0 kW | 2,100.0 - 2,200.0 kW | 3.0 m/s | 11.0 m/s | 110.0 m | 9,503.0 m² | 3 | 221.0 W/m² | 4.5 m²/kW | none. direct drive |  | 1 | 690.0 V | Full conversion. Type 4 (IEEE) | 50/60 Hz | 80/ 95 / 120 m | No | 20.0 m/s | 52.2 m/s | GFRP | conical | painted | Yes | - | S
811 | 811 | 811 | 811 | 811 | 811 | 811 | WEG AGW 147/4.2 - 4,20 MW - Wind turbine | https://en.wind-turbine-models.com/turbines/2342-weg-agw-147-4.2 | 1 | 4,200.0 kW | - | 3.0 m/s | 10.5 m/s | 147.0 m | 16,972.0 m² | 3 | 247.5 W/m² | 4.0 m²/kW | direct drive |  | 1 |  | full power converter | 50/60 Hz | 120 m | No | 20.0 m/s | 52.5 m/s |  | conical | coated | Yes |  | S | [10 empty] | 2021
812 | 812 | 812 | 812 | 812 | 812 | 812 | WEG AGW 172/7.X - 7,00 MW - Wind turbine | https://en.wind-turbine-models.com/turbines/2474-weg-agw-172-7.x | 1 | 7,000.0 kW | - |  |  | 172.0 m | 23,235.0 m² | 3 | 301.3 W/m² | 3.3 m²/kW | Medium-Speed Geared (MSG) drive | [5 empty] | site specific m | No | [5 empty] | Yes | [12 empty] | 2024
813 | 813 | 813 | 813 | 813 | 813 | 813 | United Power UP1500-86 - 1,50 MW - Wind turbine | https://en.wind-turbine-models.com/turbines/292-united-power-up1500-86 | 1 | 1,500.0 kW | - | 3.0 m/s | 10.0 m/s | 86.0 m | 5,809.0 m² |  | 258.2 W/m² | 3.9 m²/kW |  |  |  | 690.0 V |  |  | 65/80 m | No | 25.0 m/s |  |  |  |  | Yes
814 | 814 | 814 | 814 | 814 | 814 | 814 | United Power UP2000-97 - 2,00 MW - Wind turbine | https://en.wind-turbine-models.com/turbines/293-united-power-up2000-97 | 1 | 2,000.0 kW | - | 3.0 m/s | 10.1 m/s | 97.0 m | 7,390.0 m² |  | 270.6 W/m² | 3.7 m²/kW |  |  |  | 690.0 V |  |  | 80 m | No | 25.0 m/s |  |  |  |  | Yes
815 | 815 | 815 | 815 | 815 | 815 | 815 | United Power UP3000-120 - 3,00 MW - Wind turbine | https://en.wind-turbine-models.com/turbines/294-united-power-up3000-120 | 1 | 3,000.0 kW | - | 3.5 m/s | 10.2 m/s | 120.0 m | 11,310.0 m² |  | 265.3 W/m² | 3.8 m²/kW |  |  |  | 690.0 V |  |  | 90 m | No | 25.0 m/s |  |  |  |  | Yes
816 | 816 | 816 | 816 | 816 | 816 | 816 | United Power UP6000-136 - 6,00 MW - Wind turbine | https://en.wind-turbine-models.com/turbines/295-united-power-up6000-136 | 1 | 6,000.0 kW | - | 3.5 m/s | 12.0 m/s | 136.0 m | 14,527.0 m² |  | 413.0 W/m² | 2.4 m²/kW |  |  |  | 6,600.0 V |  |  | 95 m | Yes | 25.0 m/s
817 | 817 | 817 | 817 | 817 | 817 | 817 | United Power UP11000-200 - 11,00 MW - Wind turbine | https://en.wind-turbine-models.com/turbines/2421-united-power-up11000-200 | 1 | 11,000.0 kW | - |  |  | 200.0 m | 31,400.0 m² | 3 | 350.3 W/m² | 2.9 m²/kW | 97m blades |  | 1 |  |  | 50/60 Hz | site specific m | Yes |  |  | Fiberglass reinforced with epoxy resin | conical | coated |  |  | Ia, S | [10 empty] | 2022
818 | 818 | 818 | 818 | 818 | 818 | 818 | Hanjin HJWT100 - 100,00 kW - Wind turbine | https://en.wind-turbine-models.com/turbines/1160-hanjin-hjwt100 | 1 | 100.0 kW | - | [5 empty] | 0.0 W/m² | 0.0 m²/kW | [7 empty] | No | [5 empty] | Yes
819 | 819 | 819 | 819 | 819 | 819 | 819 | Hanjin HJWT1500/77 - 1,50 MW - Wind turbine | https://en.wind-turbine-models.com/turbines/1156-hanjin-hjwt1500-77 | 1 | 1,500.0 kW | - | 3.5 m/s | 13.0 m/s | 77.0 m | 4,657.0 m² | 3 | 322.1 W/m² | 3.1 m²/kW | spur/planetary |  | 1 | 690.0 V | inverters | 60 Hz | 70/80 m | No | 25.0 m/s | 59.5 m/s | GFRP | conical | painted | Yes |  | IIa | 17.0 U/min | 69 m/s |  | 1:109 | 1,850.0 U/min
820 | 820 | 820 | 820 | 820 | 820 | 820 | Hanjin HJWT2000/87 - 2,00 MW - Wind turbine | https://en.wind-turbine-models.com/turbines/1157-hanjin-hjwt2000-87 | 1 | 2,000.0 kW | - | 3.5 m/s | 12.0 m/s | 87.0 m | 5,945.0 m² | 3 | 336.4 W/m² | 3.0 m²/kW | spur/planetary | 3.0 | 1 | 690.0 V | inverters | 60 Hz | 85 m | No | 25.0 m/s | 59.5 m/s | GFRP | conical | painted | Yes |  | IIa | 17.3 U/min | 79 m/s |  | 1:83 | 1,430.0 U/min
821 | 821 | 821 | 821 | 821 | 821 | 821 | Hanjin HJWT2000/93 - 2,00 MW - Wind turbine | https://en.wind-turbine-models.com/turbines/1158-hanjin-hjwt2000-93 | 1 | 2,000.0 kW | - | 3.5 m/s | 12.0 m/s | 93.0 m | 6,735.0 m² | 3 | 297.0 W/m² | 3.4 m²/kW | spur/planetary | 3.0 | 1 | 690.0 V | inverters | 60 Hz | 85 m | No | 25.0 m/s | 52.5 m/s | GFRP | conical | painted | Yes |  | IIIa | 15.8 U/min | 77 m/s |  | 1:91 | 1,430.0 U/min
822 | 822 | 822 | 822 | 822 | 822 | 822 | Hanjin HJWT2500/103 - 2,50 MW - Wind turbine | https://en.wind-turbine-models.com/turbines/1159-hanjin-hjwt2500-103 | 1 | 2,500.0 kW | - | 3.5 m/s | 11.4 m/s | 103.0 m | 8,332.0 m² | 3 | 300.0 W/m² | 3.3 m²/kW | spur/planetary |  | 1 | 690.0 V | inverters | 60 Hz | 90 m | No | 25.0 m/s |  | GFRP | conical | painted | Yes |  | IIa
823 | 823 | 823 | 823 | 823 | 823 | 823 | Hannevind Vindkraft 11kW - 11,00 kW - Wind turbine | https://en.wind-turbine-models.com/turbines/1733-hannevind-vindkraft-11kw | 1 | 11.0 kW | - | 3.0 m/s | 9.0 m/s | 10.0 m | 78.5 m² | 3 | 140.1 W/m² | 7.1 m²/kW | 5m |  | 1 | 400.0 V | inverters | 50 Hz | 21/27/33 m | No | 25.0 m/s |  | glassfiber |  | galvanized | Yes | [8 empty] | 0.7 t
824 | 824 | 824 | 824 | 824 | 824 | 824 | Hannevind Vindkraft 15kW - 15,00 kW - Wind turbine | https://en.wind-turbine-models.com/turbines/1734-hannevind-vindkraft-15kw | 1 | 15.0 kW | - | 3.0 m/s | 9.0 m/s | 11.0 m | 95.0 m² | 3 | 157.9 W/m² | 6.3 m²/kW | 5m |  | 1 | 400.0 V | inverters | 50 Hz | 21/27/33 m | No | 25.0 m/s |  | glassfiber |  | galvanized | Yes | [8 empty] | 0.7 t
825 | 825 | 825 | 825 | 825 | 825 | 825 | Hannevind Vindkraft 22kW - 22,00 kW - Wind turbine | https://en.wind-turbine-models.com/turbines/1735-hannevind-vindkraft-22kw | 1 | 22.0 kW | - | 3.0 m/s | 9.0 m/s | 14.0 m | 153.9 m² | 3 | 142.9 W/m² | 7.0 m²/kW | 7m |  | 1 | 400.0 V | inverters | 50 Hz | 24/30/36 m | No | 25.0 m/s |  | glassfiber |  | galvanized | Yes | [8 empty] | 1.0 t
826 | 826 | 826 | 826 | 826 | 826 | 826 | Hannevind Vindkraft 30kW - 30,00 kW - Wind turbine | https://en.wind-turbine-models.com/turbines/1736-hannevind-vindkraft-30kw | 1 | 30.0 kW | - | 3.0 m/s | 9.0 m/s | 14.0 m | 153.9 m² | 3 | 194.9 W/m² | 5.1 m²/kW | 7m |  | 1 | 400.0 V | inverters | 50 Hz | 24/30/36 m | No | 25.0 m/s |  | glassfiber |  | galvanized | Yes | [8 empty] | 1.1 t
827 | 827 | 827 | 827 | 827 | 827 | 827 | Hannevind Vindkraft 5.5kW - 5,50 kW - Wind turbine | https://en.wind-turbine-models.com/turbines/1737-hannevind-vindkraft-5.5kw | 1 | 5.5 kW | - | 3.0 m/s | 9.0 m/s | 6.0 m | 28.3 m² | 3 | 194.3 W/m² | 5.1 m²/kW | 3m |  | 1 | 400.0 V | inverters | 50 Hz | 15-33 m | No | 25.0 m/s |  | glassfiber |  | painted/ galvanized | Yes | [8 empty] | 0.3 t
828 | 828 | 828 | 828 | 828 | 828 | 828 | Svaneborg Stand Alone - 7,50 kW - Wind turbine | https://en.wind-turbine-models.com/turbines/855-svaneborg-stand-alone | 1 | 7.5 kW | - |  |  |  |  | 3 | 0.0 W/m² | 0.0 m²/kW | Synchronous permanent |  | 1 |  |  |  |  | No |  |  | GFK |  |  | Yes
829 | 829 | 829 | 829 | 829 | 829 | 829 | HAG ET500/37 - 500,00 kW - Wind turbine | https://en.wind-turbine-models.com/turbines/836-hag-et500-37 | 1 | 500.0 kW | - | 3.5 m/s | 16.0 m/s | 37.0 m | 1,075.2 m² | 3 | 465.0 W/m² | 2.2 m²/kW | APX 37 | 3.0 | 1 | 690.0 V | Thyristor | 50 Hz | 32 m | No | 20.0 m/s | 59.0 m/s | GFK | conical | painted | Yes |  |  | 32.0 U/min | 62 m/s | LM Glasfieber/Aerpac | 1:47 | 1,500.0 U/min
830 | 830 | 830 | 830 | 830 | 830 | 830 | HAG ET550/41 - 550,00 kW - Wind turbine | https://en.wind-turbine-models.com/turbines/259-hag-et550-41 | 1 | 550.0 kW | - | 3.5 m/s | 14.0 m/s | 41.5 m | 1,353.0 m² | 3 | 406.5 W/m² | 2.5 m²/kW | APX 40 | 3.0 | 1 | 690.0 V | Thyristor | 50 Hz | 42/54 m | No | 25.0 m/s | 55.0 m/s | GFK | conical | painted | Yes |  |  | 28.0 U/min | 61 m/s | Aerpac | 1:55 | 1,507.0 U/min |  | 30.0 t | 40.0 t |  |  |  | 1.5 t
831 | 831 | 831 | 831 | 831 | 831 | 831 | Harakosan STX 82 - 2,00 MW - Wind turbine | https://en.wind-turbine-models.com/turbines/80-harakosan-stx-82 | 1 | 2,000.0 kW | - | 3.0 m/s | 12.0 m/s | 82.7 m | 5,372.0 m² |  | 372.3 W/m² | 2.7 m²/kW | gearless |  |  | 660.0 V | synchronus |  | 80 m | No | 25.0 m/s |  |  |  |  | Yes |  |  | 18.5 U/min | 80 m/s | [5 empty] | 60.0 t
832 | 832 | 832 | 832 | 832 | 832 | 832 | Harlingen ;-) Prototype - Wind turbine | https://en.wind-turbine-models.com/turbines/125-harlingen-prototype | 1 | - | [6 empty] | 0.0 W/m² | 0.0 m²/kW | [7 empty] | No | [5 empty] | Yes
833 | 833 | 833 | 833 | 833 | 833 | 833 | Haue Eco Sign / Vertical Axis Wind Turbine Generator - Wind turbine | https://en.wind-turbine-models.com/turbines/1023-haue-eco-sign-vertical-axis-wind-turbine-generator | 1 | - | [6 empty] | 0.0 W/m² | 0.0 m²/kW | [7 empty] | No | [5 empty] | Yes
834 | 834 | 834 | 834 | 834 | 834 | 834 | HEAG HW1-780 - 780,00 kW - Wind turbine | https://en.wind-turbine-models.com/turbines/1435-heag-hw1-780 | 1 | 780.0 kW | - | 3.5 m/s | 14.5 m/s | 50.0 m | 1,962.0 m² | 3 | 397.6 W/m² | 2.5 m²/kW | 24m | 3.0 | 1 | 690.0 V | thyristors | 50 Hz | 50/60 m | No | 25.0 m/s | 70.0 m/s | GFRP | conical | painted | Yes |  | Ia | 22.0 U/min | 58 m/s |  | 1:70 | 1,540.0 U/min | 14.0 t | 22.0 t | 76.2 t | 112.0 t
835 | 835 | 835 | 835 | 835 | 835 | 835 | HEAG HW2/S1500(77) - 1,50 MW - Wind turbine | https://en.wind-turbine-models.com/turbines/1440-heag-hw2-s1500-77 | 1 | 1,500.0 kW | - | 3.0 m/s | 12.0 m/s | 77.1 m | 4,672.4 m² | 3 | 321.0 W/m² | 3.1 m²/kW | 37.5m | 3.0 | 1 | 690.0 V | inverters | 50/60 Hz | 61.4/70 m | No | 25.0 m/s | 70.0 m/s | GFRP | conical | painted | Yes |  | IIa | 19.5 U/min | 79 m/s |  | 1:100 |  | 31.0 t | 59.0 t | 117.0 t | 207.0 t
836 | 836 | 836 | 836 | 836 | 836 | 836 | HEAG HW2/S1500(82) - 1,50 MW - Wind turbine | https://en.wind-turbine-models.com/turbines/2027-heag-hw2-s1500-82 | 1 | 1,500.0 kW | - | 3.0 m/s | 11.3 m/s | 82.0 m | 5,281.0 m² | 3 | 284.0 W/m² | 3.5 m²/kW | planetary / parallel | 3.0 | 1 | 690.0 V | IGBT | 50 Hz | 70 / 80 m | No | 25.0 m/s |  |  | conical | painted | Yes |  | IIIb | [5 empty] | 32.0 t | 59.0 t | 116.0 t | 207.0 t
837 | 837 | 837 | 837 | 837 | 837 | 837 | HEAG HW2/S1500(87) - 1,50 MW - Wind turbine | https://en.wind-turbine-models.com/turbines/2028-heag-hw2-s1500-87 | 1 | 1,500.0 kW | - | 3.5 m/s | 11.4 m/s | 87.0 m | 5,945.0 m² | 3 | 252.3 W/m² | 4.0 m²/kW | planetary / parallel | 3.0 | 1 | 690.0 V | IGBT | 50 Hz | 70 / 80 m | No | 22.0 m/s |  |  | conical | painted | Yes |  | IV, IIIb | [5 empty] | 33.0 t | 59.0 t | 114.0 t | 206.0 t
838 | 838 | 838 | 838 | 838 | 838 | 838 | HEAG HW2/S1500(92) - 1,50 MW - Wind turbine | https://en.wind-turbine-models.com/turbines/2029-heag-hw2-s1500-92 | 1 | 1,500.0 kW | - | 3.0 m/s | 9.6 m/s | 92.0 m | 6,647.0 m² | 3 | 225.7 W/m² | 4.4 m²/kW | planetary / parallel | 3.0 | 1 | 690.0 V | IGBT | 50 Hz | 80 / 90 m | No | 25.0 m/s |  |  | conical | painted | Yes |  | IIIb | [5 empty] | 34.5 t | 59.0 t | 143.0 t | 236.5 t
839 | 839 | 839 | 839 | 839 | 839 | 839 | HEAG HW2/S2000(110) - 2,00 MW - Wind turbine | https://en.wind-turbine-models.com/turbines/2030-heag-hw2-s2000-110 | 1 | 2,000.0 kW | - | 3.0 m/s | 9.6 m/s | 110.0 m | 9,503.0 m² | 3 | 210.5 W/m² | 4.8 m²/kW | planetary / parallel | 3.0 | 1 | 690.0 V | IGBT | 50 Hz | 100 m | No | 25.0 m/s |  |  | conical | painted | Yes |  | S | [5 empty] | 50.0 t | 80.0 t | 161.0 t | 291.0 t
840 | 840 | 840 | 840 | 840 | 840 | 840 | HEAG HW3/S2500(90) - 2,50 MW - Wind turbine | https://en.wind-turbine-models.com/turbines/1436-heag-hw3-s2500-90 | 1 | 2,500.0 kW | - | 3.0 m/s | 12.5 m/s | 90.0 m | 6,361.7 m² | 3 | 393.0 W/m² | 2.5 m²/kW | 43.8m | 3.0 | 1 | 690.0 V | inverters | 50/60 Hz | 70/80/90/100 m | No | 25.0 m/s |  | GFRP | conical | painted | Yes |  | Ia | [5 empty] | 57.0 t | 87.0 t | 200.0 t | 344.0 t | 24.0 t |  | 11.0 t
841 | 841 | 841 | 841 | 841 | 841 | 841 | HEAG HW3/S2500(97) - 2,50 MW - Wind turbine | https://en.wind-turbine-models.com/turbines/1437-heag-hw3-s2500-97 | 1 | 2,500.0 kW | - | 3.0 m/s | 12.0 m/s | 97.0 m | 7,389.8 m² | 3 | 338.3 W/m² | 3.0 m²/kW | 45.6m | 3.0 | 1 | 690.0 V | inverters | 50/60 Hz | 70/80 m | No | 25.0 m/s |  | GFRP | conical | painted | Yes |  | IIa | [5 empty] | 57.6 t | 87.0 t | 200.0 t | 344.0 t | 24.0 t |  | 11.2 t
842 | 842 | 842 | 842 | 842 | 842 | 842 | HEAG HW3/S2500(103) - 2,50 MW - Wind turbine | https://en.wind-turbine-models.com/turbines/1438-heag-hw3-s2500-103 | 1 | 2,500.0 kW | - | 3.0 m/s | 11.7 m/s | 103.0 m | 8,332.3 m² | 3 | 300.0 W/m² | 3.3 m²/kW | 50.3m | 3.0 | 1 | 690.0 V | inverters | 50/60 Hz | 80/90 m | No | 25.0 m/s |  | GFRP | conical | painted | Yes |  | IIIa | [5 empty] | 58.8 t | 102.0 t | 200.0 t | 360.0 t | 24.0 t |  | 11.6 t
843 | 843 | 843 | 843 | 843 | 843 | 843 | HEAG HW3/S2500(110) - 2,50 MW - Wind turbine | https://en.wind-turbine-models.com/turbines/1439-heag-hw3-s2500-110 | 1 | 2,500.0 kW | - | 3.0 m/s | 10.5 m/s | 110.0 m | 9,503.3 m² | 3 | 263.1 W/m² | 3.8 m²/kW | 53.6m | 3.0 | 1 | 690.0 V | inverters | 50/60 Hz | 80/90 m | No | 22.0 m/s |  | GFRP | conical | painted | Yes |  | S | [5 empty] | 59.0 t | 102.0 t | 200.0 t | 361.0 t | 24.0 t |  | 12.5 t
844 | 844 | 844 | 844 | 844 | 844 | 844 | Hedan Model XS - 20,00 kW - Wind turbine | https://en.wind-turbine-models.com/turbines/525-hedan-model-xs | 1 | 20.0 kW | - |  |  | 11.0 m | 95.0 m² | 3 | 210.5 W/m² | 4.8 m²/kW | Lattice | [6 empty] | No |  |  | Fiberglas |  |  | Yes |  |  |  |  | Aeroglass E.S.
845 | 845 | 845 | 845 | 845 | 845 | 845 | Hedan Model XT - 25,00 kW - Wind turbine | https://en.wind-turbine-models.com/turbines/526-hedan-model-xt | 1 | 25.0 kW | - |  |  | 13.4 m | 141.0 m² | 3 | 177.3 W/m² | 5.6 m²/kW | Lattice | [6 empty] | No |  |  | Fiberglas |  |  | Yes |  |  |  |  | Aeroglass E.S.
846 | 846 | 846 | 846 | 846 | 846 | 846 | Heidelberg Motor GmbH HM20 - 20,00 kW - Wind turbine | https://en.wind-turbine-models.com/turbines/2009-heidelberg-motor-gmbh-hm20 | 1 | 20.0 kW | - | [5 empty] | 0.0 W/m² | 0.0 m²/kW | [7 empty] | No | [5 empty] | Yes
847 | 847 | 847 | 847 | 847 | 847 | 847 | Heidelberg Motor GmbH HM300 - 300,00 kW - Wind turbine | https://en.wind-turbine-models.com/turbines/2008-heidelberg-motor-gmbh-hm300 | 1 | 300.0 kW | - | 3.5 m/s | 12.5 m/s | 34.0 m | 782.0 m² | 2 | 383.6 W/m² | 2.6 m²/kW | 23m blade |  | 1 | 400.0 V |  | 50 Hz | 50 m | No | 28.0 m/s | 70.5 m/s |  |  | coated | Yes |  |  | 20.0 U/min | 36 m/s | [8 empty] | 1991
848 | 848 | 848 | 848 | 848 | 848 | 848 | Heidelberg Motor GmbH HM1000 - 1,00 MW - Wind turbine | https://en.wind-turbine-models.com/turbines/2010-heidelberg-motor-gmbh-hm1000 | 1 | 1,000.0 kW | - | [5 empty] | 0.0 W/m² | 0.0 m²/kW | [7 empty] | No | [5 empty] | Yes
849 | 849 | 849 | 849 | 849 | 849 | 849 | Dove DOBA 4 - 70,00 kW - Wind turbine | https://en.wind-turbine-models.com/turbines/345-dove-doba-4 | 1 | 70.0 kW | - |  |  | 20.0 m |  |  | 0.0 W/m² | 0.0 m²/kW | [6 empty] | 22 m | No | [5 empty] | Yes | [12 empty] | 1986
850 | 850 | 850 | 850 | 850 | 850 | 850 | Laverenz WKA - Wind turbine | https://en.wind-turbine-models.com/turbines/1646-laverenz-wka | 1 | - | [5 empty] | 5 | 0.0 W/m² | 0.0 m²/kW | spur |  | 1 |  |  |  |  | No |  |  | metal |  |  | Yes
851 | 851 | 851 | 851 | 851 | 851 | 851 | Henning Friis Jensen Mølle - 4,00 kW - Wind turbine | https://en.wind-turbine-models.com/turbines/1008-henning-friis-jensen-m-lle | 1 | 4.0 kW | - | [5 empty] | 0.0 W/m² | 0.0 m²/kW | [7 empty] | No | [5 empty] | Yes
852 | 852 | 852 | 852 | 852 | 852 | 852 | Henrik Stiesdal prototype - 15,00 kW - Wind turbine | https://en.wind-turbine-models.com/turbines/158-henrik-stiesdal-prototype | 1 | 15.0 kW | - | [5 empty] | 0.0 W/m² | 0.0 m²/kW | [7 empty] | No | [5 empty] | Yes
853 | 853 | 853 | 853 | 853 | 853 | 853 | Brümmer BW 100 - 8,50 kW - Wind turbine | https://en.wind-turbine-models.com/turbines/1571-bruemmer-bw-100 | 1 | 8.5 kW | - |  |  | 11.0 m | 95.0 m² | 3 | 89.5 W/m² | 11.2 m²/kW | BW |  | 1 | 380.0 V |  |  | 9 m | No |  |  | Metall | cylindrical | galvanized | Yes |  |  |  |  | Brümmer
854 | 854 | 854 | 854 | 854 | 854 | 854 | Brümmer BW 120 - 11,00 kW - Wind turbine | https://en.wind-turbine-models.com/turbines/442-bruemmer-bw-120 | 1 | 11.0 kW | - |  | 8.0 m/s | 13.0 m | 132.7 m² | 3 | 82.9 W/m² | 12.1 m²/kW | BW |  | 1 | 380.0 V |  |  | 9.0 m | No |  |  | Metall | cylindrical | galvanized | Yes |  |  | 40.0 U/min | 27 m/s | Brümmer | 1:37
855 | 855 | 855 | 855 | 855 | 855 | 855 | Brümmer BW 160 - 20,00 kW - Wind turbine | https://en.wind-turbine-models.com/turbines/1572-bruemmer-bw-160 | 1 | 20.0 kW | - |  |  | 17.0 m | 227.0 m² | 3 | 88.1 W/m² | 11.4 m²/kW | BW |  | 1 | 380.0 V |  |  | 12 m | No |  |  | Metall | cylindrical | galvanized | Yes |  |  |  |  | Brümmer
856 | 856 | 856 | 856 | 856 | 856 | 856 | Brümmer BW 200 - 30,00 kW - Wind turbine | https://en.wind-turbine-models.com/turbines/1573-bruemmer-bw-200 | 1 | 30.0 kW | - |  |  | 22.0 m | 380.0 m² | 3 | 78.9 W/m² | 12.7 m²/kW | BW |  | 1 | 380.0 V |  |  | 15 m | No |  |  | Metall | cylindrical | galvanized | Yes |  |  |  |  | Brümmer
857 | 857 | 857 | 857 | 857 | 857 | 857 | Hermann Claußen Tornado - 30,00 kW - Wind turbine | https://en.wind-turbine-models.com/turbines/922-hermann-claussen-tornado | 1 | 30.0 kW | - |  |  | 16.0 m | 201.0 m² | 3 | 149.3 W/m² | 6.7 m²/kW | Lattice | [5 empty] | 25 m | No |  |  | GFK |  | painted | Yes |  |  |  |  | KJ Glasfiber | [7 empty] | 1990
858 | 858 | 858 | 858 | 858 | 858 | 858 | Honnef Turbine 1 - 15,00 kW - Wind turbine | https://en.wind-turbine-models.com/turbines/146-honnef-turbine-1 | 1 | 15.0 kW | - |  |  | 9.0 m | 63.6 m² | 12 | 235.8 W/m² | 4.2 m²/kW | without | [5 empty] | 36.0 m | No | [5 empty] | Yes
859 | 859 | 859 | 859 | 859 | 859 | 859 | Heyde Windtechnik Heywind 2.5 - 2,50 kW - Wind turbine | https://en.wind-turbine-models.com/turbines/1949-heyde-windtechnik-heywind-2.5 | 1 | 2.5 kW | - | 2.5 m/s | 11.0 m/s | 3.0 m | 7.1 m² | 3 | 352.1 W/m² | 2.8 m²/kW | direct drive |  | 1 | 230.0 V | inverters | 50 Hz | site specific m | Yes |  |  | GFRP | [7 empty] | Heyde |  |  |  | 0.1 t
860 | 860 | 860 | 860 | 860 | 860 | 860 | Heyde Windtechnik Heywind 3.5 - 3,50 kW - Wind turbine | https://en.wind-turbine-models.com/turbines/1950-heyde-windtechnik-heywind-3.5 | 1 | 3.5 kW | - | 2.5 m/s | 11.0 m/s | 3.5 m | 9.6 m² | 3 | 364.6 W/m² | 2.7 m²/kW | direct drive |  | 1 | 230.0 V | inverters | 50 Hz | site specific m | Yes |  |  | GFRP | [7 empty] | Heyde |  |  |  | 0.1 t
861 | 861 | 861 | 861 | 861 | 861 | 861 | Heyde Windtechnik Heywind 5.0 - 5,00 kW - Wind turbine | https://en.wind-turbine-models.com/turbines/1951-heyde-windtechnik-heywind-5.0 | 1 | 5.0 kW | - | 2.5 m/s | 11.0 m/s | 4.4 m | 15.2 m² | 3 | 328.9 W/m² | 3.0 m²/kW | direct drive |  | 1 | 230.0 V | inverters | 50 Hz | site specific m | Yes |  |  | GFRP | [7 empty] | Heyde |  |  |  | 0.1 t
862 | 862 | 862 | 862 | 862 | 862 | 862 | Hi-VAWT DS-3000W - 3,00 kW - Wind turbine | https://en.wind-turbine-models.com/turbines/1044-hi-vawt-ds-3000w | 1 | 3.0 kW | - | 3.0 m/s | 12.0 m/s | 4.0 m |  | 3 | 0.0 W/m² | 0.0 m²/kW | Vertical |  | 1 | 280.0 V | IGBT | 50/60 Hz | 4.2 m | No | 15.0 m/s | 60.0 m/s | Anodized aluminum | cylindrical | painted. galvanized | Yes | III | IIIa | 230.0 U/min | 48 m/s | Hi-VAWT |  |  | 0.5 t |  |  | 0.7 t |  |  | 0.0 t
863 | 863 | 863 | 863 | 863 | 863 | 863 | Hibbeln Eigenbau - 30,00 kW - Wind turbine | https://en.wind-turbine-models.com/turbines/1559-hibbeln-eigenbau | 1 | 30.0 kW | - | [5 empty] | 0.0 W/m² | 0.0 m²/kW | Gittermast | [5 empty] | 18 m | Yes
864 | 864 | 864 | 864 | 864 | 864 | 864 | HIDROTIM EOLTIM 3/1 model - 300,00 kW - Wind turbine | https://en.wind-turbine-models.com/turbines/839-hidrotim-eoltim-3-1-model | 1 | 300.0 kW | - | 3.5 m/s | 10.0 m/s | 30.0 m | 707.0 m² | 3 | 424.3 W/m² | 2.4 m²/kW | NACA | 3.0 | 2 | 660.0 V | Thyristor | 50 Hz | 35 m | No | 25.0 m/s | 64.0 m/s | Reinforced resin |  |  | Yes |  |  | 50.0 U/min | 79 m/s | Renk | 1:31 | 1,500.0 U/min
865 | 865 | 865 | 865 | 865 | 865 | 865 | HIDROTIM EOLTIM 3/3 variant I - 300,00 kW - Wind turbine | https://en.wind-turbine-models.com/turbines/840-hidrotim-eoltim-3-3-variant-i | 1 | 300.0 kW | - | 3.5 m/s | 10.0 m/s | 30.0 m | 707.0 m² | 3 | 424.3 W/m² | 2.4 m²/kW | NACA | 3.0 | 2 | 660.0 V | Thyristor | 50 Hz | 35 m | No | 25.0 m/s | 64.0 m/s | Reinforced resin | conical | painted | Yes |  |  | 50.0 U/min | 79 m/s | Renk | 1:31 | 1,500.0 U/min
866 | 866 | 866 | 866 | 866 | 866 | 866 | HIDROTIM EOLTIM 3/5 variant II - 300,00 kW - Wind turbine | https://en.wind-turbine-models.com/turbines/838-hidrotim-eoltim-3-5-variant-ii | 1 | 300.0 kW | - | 3.5 m/s | 10.0 m/s | 30.0 m | 707.0 m² | 3 | 424.3 W/m² | 2.4 m²/kW | NACA | 3.0 | 2 | 660.0 V | Thyristor | 50 Hz | 35 m | No | 25.0 m/s | 64.0 m/s | Reinforced resin | conical | painted | Yes |  |  | 50.0 U/min | 79 m/s | Renk | 1:31 | 1,550.0 U/min
867 | 867 | 867 | 867 | 867 | 867 | 867 | Hitachi, Ltd. HTW2.0-80 - 2,00 MW - Wind turbine | https://en.wind-turbine-models.com/turbines/1009-hitachi-ltd.-htw2.0-80 | 1 | 2,000.0 kW | - | 4.0 m/s |  | 80.0 m | 4,978.0 m² | 3 | 401.8 W/m² | 2.5 m²/kW | 39m | 3.0 | 1 | 1,400.0 V | IGBT | 50/60 Hz | 65 / 78 m | Yes | 25.0 m/s | 70.0 m/s | GFRP | conical | painted |  |  | Ia, IIa | 19.6 U/min | 82 m/s | Hitachi | 1:100
868 | 868 | 868 | 868 | 868 | 868 | 868 | Hitachi, Ltd. HTW2.0-86 - 2,00 MW - Wind turbine | https://en.wind-turbine-models.com/turbines/2140-hitachi-ltd.-htw2.0-86 | 1 | 2,000.0 kW | - | 4.0 m/s | 12.0 m/s | 86.0 m | 5,764.0 m² | 3 | 347.0 W/m² | 2.9 m²/kW | 42m | 3.0 | 1 | 690.0 V | IGBT | 50/60 Hz | 65 /78 m | No | 24.0 m/s | 70.0 m/s | GFRP with epoxy resin | conical |  | Yes |  | IIa | 16.5 U/min | 74 m/s |  | 1:70 | 1,155.0 U/min
869 | 869 | 869 | 869 | 869 | 869 | 869 | Hitachi, Ltd. HTW2.1-80A - 2,10 MW - Wind turbine | https://en.wind-turbine-models.com/turbines/2141-hitachi-ltd.-htw2.1-80a | 1 | 2,100.0 kW | - | 4.0 m/s | 13.0 m/s | 80.0 m | 4,978.0 m² | 3 | 421.9 W/m² | 2.4 m²/kW | 39m | 3.0 | 1 | 690.0 V | IGBT | 50/60 Hz | 65 / 78 m | No | 25.0 m/s | 77.0 m/s | GFRP with epoxy resin | conical |  | Yes |  | S, Ia | 17.5 U/min | 73 m/s
870 | 870 | 870 | 870 | 870 | 870 | 870 | Hitachi, Ltd. HTW5.0-126 - 5,00 MW - Wind turbine | https://en.wind-turbine-models.com/turbines/2139-hitachi-ltd.-htw5.0-126 | 1 | 5,000.0 kW | 5,000.0 - 5,200.0 kW | 4.0 m/s | 10.0 m/s | 126.0 m | 12,469.0 m² | 3 | 401.0 W/m² | 2.5 m²/kW | 60m |  | 1 | 33,000.0 V | IGBT | 50/60 Hz | 90 / site specific m | Yes | 25.0 m/s | 55.0 m/s | GFRP with epoxy resin | conical |  |  | - | S, Ia | 11.7 U/min | 77 m/s |  | 1:40 | [6 empty] | 2015
871 | 871 | 871 | 871 | 871 | 871 | 871 | Hitachi, Ltd. HTW5.2-127 - 5,20 MW - Wind turbine | https://en.wind-turbine-models.com/turbines/1554-hitachi-ltd.-htw5.2-127 | 1 | 5,200.0 kW | - | 4.0 m/s | 10.0 m/s | 127.0 m | 12,644.0 m² | 3 | 411.3 W/m² | 2.4 m²/kW | 62m |  | 1 | 33,000.0 V | full converter |  | 90 m | Yes | 25.0 m/s | 57.0 m/s | GFRP | conical | coated |  |  | Ia, T | 12.7 U/min | 84 m/s |  | 1:40 | [6 empty] | 2020
872 | 872 | 872 | 872 | 872 | 872 | 872 | Hitachi, Ltd. HTW5.2-136 - 5,20 MW - Wind turbine | https://en.wind-turbine-models.com/turbines/1553-hitachi-ltd.-htw5.2-136 | 1 | 5,200.0 kW | - | 3.5 m/s | 7.5 m/s | 136.0 m | 14,540.0 m² | 3 | 357.6 W/m² | 2.8 m²/kW | 66.5m |  | 1 | 33,000.0 V | full converter | 50/60 Hz | 90 m | Yes | 25.0 m/s |  | GFRP | conical | coated |  |  | IIIa, S | 12.7 U/min | 90 m/s |  | 1:40 | 508.0 U/min | [5 empty] | 2020
873 | 873 | 873 | 873 | 873 | 873 | 873 | HOLEC WPS-30/3 - 310,00 kW - Wind turbine | https://en.wind-turbine-models.com/turbines/1034-holec-wps-30-3 | 1 | 310.0 kW | - | 5.0 m/s | 14.0 m/s | 30.1 m | 712.0 m² | 3 | 435.4 W/m² | 2.3 m²/kW | NACA230xxx |  | 1 |  | IGBT | 50 Hz | 35 m | No | 20.0 m/s |  | steel |  |  | Yes | [7 empty] | 15.4 t |  |  |  |  | 1988 | 3.2 t
874 | 874 | 874 | 874 | 874 | 874 | 874 | HOLEC WPS-35-550 - 550,00 kW - Wind turbine | https://en.wind-turbine-models.com/turbines/1033-holec-wps-35-550 | 1 | 550.0 kW | - |  |  | 35.0 m | 962.0 m² | 2 | 571.7 W/m² | 1.7 m²/kW | Asynchronous |  | 1 | 660.0 V |  | 50 Hz | 40 m | No | [5 empty] | Yes |  |  | 38.0 U/min | 70 m/s |  |  |  |  | 52.0 t |  | 250.0 t
875 | 875 | 875 | 875 | 875 | 875 | 875 | Holger Danske HD 1 - 5,50 kW - Wind turbine | https://en.wind-turbine-models.com/turbines/2366-holger-danske-hd-1 | 1 | 5.5 kW | - | 3.0 m/s | 10.0 m/s | 5.0 m | 19.6 m² | 3 | 280.6 W/m² | 3.6 m²/kW | NACA 4415 |  | 1 | 400.0 V | thyristors | 50 Hz | 10 m | No | 17.0 m/s |  | Fiberglass reinforced polyester |  |  | Yes |  |  |  |  | Holger Danske |  | 1,500.0 U/min | [5 empty] | 1979
876 | 876 | 876 | 876 | 876 | 876 | 876 | Holger Danske HD 2 - 22,00 kW - Wind turbine | https://en.wind-turbine-models.com/turbines/2367-holger-danske-hd-2 | 1 | 22.0 kW | - | 3.0 m/s | 14.0 m/s | 10.0 m | 78.5 m² | 3 | 280.3 W/m² | 3.6 m²/kW | spur |  | 1 |  | thyristors | 50 Hz | 10 m | No | 25.0 m/s |  | aluminium |  |  | Yes |  |  |  |  | Holger Danske | [7 empty] | 1979
877 | 877 | 877 | 877 | 877 | 877 | 877 | HSW Husumer Schiffs. HSW 30 - 30,00 kW - Wind turbine | https://en.wind-turbine-models.com/turbines/535-hsw-husumer-schiffs.-hsw-30 | 1 | 30.0 kW | - | 4.5 m/s | 15.0 m/s | 12.4 m | 113.0 m² | 2 | 265.5 W/m² | 3.8 m²/kW | Spur | 3.0 | 1 | 380.0 V | Thyristor | 50 Hz | 14/22 m | No | 22.0 m/s | 59.5 m/s | GFK | conical | painted | Yes |  |  | 93.0 U/min | 60 m/s | P.I.V. | 1:16 | 1,500.0 U/min | [5 empty] | 1988
878 | 878 | 878 | 878 | 878 | 878 | 878 | HSW Husumer Schiffs. HSW 200 - 210,00 kW - Wind turbine | https://en.wind-turbine-models.com/turbines/2325-hsw-husumer-schiffs.-hsw-200 | 1 | 210.0 kW | - | 3.0 m/s | 14.0 m/s | 25.0 m | 490.9 m² | 3 | 427.8 W/m² | 2.3 m²/kW | 12.1M | 2.0 | 1 | 400.0 V | thyristors | 50 Hz | 27.3 m | No | 23.0 m/s | 53.0 m/s | GFRP | conical | coated | Yes |  |  | 39.5 U/min | 52 m/s | Abeking & Rasmussen | 1:38 | 1,500.0 U/min |  |  |  | 55.0 t |  | 1987
879 | 879 | 879 | 879 | 879 | 879 | 879 | HSW Husumer Schiffs. HSW 250 - 250,00 kW - Wind turbine | https://en.wind-turbine-models.com/turbines/1285-hsw-husumer-schiffs.-hsw-250 | 1 | 250.0 kW | - | 4.0 m/s | 13.0 m/s | 25.0 m | 490.9 m² | 3 | 509.3 W/m² | 2.0 m²/kW | 12.1m | 2.0 | 1 | 400.0 V | thyristors | 50 Hz | 28 m | No | 23.0 m/s | 53.0 m/s | GFK | conical | painted | Yes |  |  | 39.3 U/min | 51 m/s | Abeking & Rasmussen | 1:38 | 1,500.0 U/min
880 | 880 | 880 | 880 | 880 | 880 | 880 | HSW Husumer Schiffs. HSW 250 T - 250,00 kW - Wind turbine | https://en.wind-turbine-models.com/turbines/265-hsw-husumer-schiffs.-hsw-250-t | 1 | 250.0 kW | - | 3.7 m/s | 14.0 m/s | 28.5 m | 638.0 m² | 3 | 391.8 W/m² | 2.6 m²/kW | NACA Wortmann | 2.0 | 1 | 380.0 V | Thyristor | 50.0 Hz | 28.5 / 50.0 m | No | 24.0 m/s | 50.0 m/s | GFK | conical |  | Yes |  |  | 39.8 U/min | 59 m/s | Abeking & Rasmussen | 1:38 | 1,500.0 U/min |  | 10.0 t | 34.2 t |  |  |  | 0.8 t
881 | 881 | 881 | 881 | 881 | 881 | 881 | HSW Husumer Schiffs. HSW 750 - 750,00 kW - Wind turbine | https://en.wind-turbine-models.com/turbines/701-hsw-husumer-schiffs.-hsw-750 | 1 | 750.0 kW | - | 5.0 m/s | 14.0 m/s | 46.0 m | 1,661.9 m² | 3 | 451.3 W/m² | 2.2 m²/kW | planetary / helical | 3.0 | 1 | 690.0 V |  | 50 Hz | 55 m | No | 24.0 m/s |  | GFK Schalenbauweise | conical | coated | Yes |  |  | 28.0 U/min | 67 m/s | HSW | 1:56 | 1,500.0 U/min |  | 55.0 t |  |  |  | 1992
882 | 882 | 882 | 882 | 882 | 882 | 882 | HSW Husumer Schiffs. HSW 750/48 - 750,00 kW - Wind turbine | https://en.wind-turbine-models.com/turbines/1170-hsw-husumer-schiffs.-hsw-750-48 | 1 | 750.0 kW | - | 3.0 m/s | 14.0 m/s | 48.4 m | 1,840.0 m² | 3 | 407.6 W/m² | 2.5 m²/kW | LM 23.2 | 3.0 | 1 | 690.0 V | thyristors | 50 Hz | 65 m | No | 20.0 m/s | 56.3 m/s | GFK | conical | painted | Yes |  |  | 22.5 U/min | 57 m/s | LM Glasfiber A/S | 1:67 | 1,520.0 U/min | 10.0 t | 22.0 t | 63.0 t | 95.0 t
883 | 883 | 883 | 883 | 883 | 883 | 883 | HSW Husumer Schiffs. HSW 1000/54 - 1,00 MW - Wind turbine | https://en.wind-turbine-models.com/turbines/266-hsw-husumer-schiffs.-hsw-1000-54 | 1 | 1,000.0 kW | - | 5.0 m/s | 13.2 m/s | 54.0 m | 2,300.0 m² | 3 | 434.8 W/m² | 2.3 m²/kW | A&R 54 | 2.0 | 1 | 690.0 V | Thyristor | 50.0 Hz | 52.4/55.0 m | No | 28.0 m/s | 55.0 m/s | GFK | conical | painted | Yes |  |  | 24.4 U/min | 69 m/s | Abeking & Rasmussen | 1:64 | 1,500.0 U/min |  | 68.0 t | 88.0 t |  |  |  | 3.6 t
884 | 884 | 884 | 884 | 884 | 884 | 884 | HSW Husumer Schiffs. HSW 1000/57 - 1,05 MW - Wind turbine | https://en.wind-turbine-models.com/turbines/728-hsw-husumer-schiffs.-hsw-1000-57 | 1 | 1,050.0 kW | - | 3.0 m/s | 13.0 m/s | 57.0 m | 2,552.0 m² | 3 | 411.4 W/m² | 2.4 m²/kW | AR | 3.0 | 1 | 690.0 V | Thyristor | 50.0 Hz | 55/60/70 m | No | 25.0 m/s | 55.8 m/s | GFK | conical | painted | Yes |  |  | 22.9 U/min | 68 m/s | Abeking & Rasmussen | 1:68 | 1,500.0 U/min | 18.0 t | 65.7 t | 72.0 t | 160.0 t
885 | 885 | 885 | 885 | 885 | 885 | 885 | HSWind Viking 25 - 25,00 kW - Wind turbine | https://en.wind-turbine-models.com/turbines/360-hswind-viking-25 | 1 | 25.0 kW | - | 4.0 m/s | 12.0 m/s | 13.0 m | 133.0 m² | 3 | 188.0 W/m² | 5.3 m²/kW | Asynchronus |  | 1 | 400.0 V |  | 50/60 Hz | 18.0 m | No | 25.0 m/s |  |  | cylindric | galvanized | Yes |  |  | 65.0 U/min | 44 m/s | VEM | 1:23 | 1,525.0 U/min
886 | 886 | 886 | 886 | 886 | 886 | 886 | HVK Herborg HVK 5 - 5,00 kW - Wind turbine | https://en.wind-turbine-models.com/turbines/662-hvk-herborg-hvk-5 | 1 | 5.0 kW | - |  |  |  |  | 3 | 0.0 W/m² | 0.0 m²/kW | [7 empty] | No | [5 empty] | Yes
887 | 887 | 887 | 887 | 887 | 887 | 887 | HVK Herborg HVK 5 - 5,00 kW - Wind turbine | https://en.wind-turbine-models.com/turbines/993-hvk-herborg-hvk-5 | 1 | 5.0 kW | - | [5 empty] | 0.0 W/m² | 0.0 m²/kW | [7 empty] | No | [5 empty] | Yes
888 | 888 | 888 | 888 | 888 | 888 | 888 | HVK Herborg HVK 15 - 15,00 kW - Wind turbine | https://en.wind-turbine-models.com/turbines/660-hvk-herborg-hvk-15 | 1 | 15.0 kW | - |  |  |  |  | 3 | 0.0 W/m² | 0.0 m²/kW | [7 empty] | No | [5 empty] | Yes
889 | 889 | 889 | 889 | 889 | 889 | 889 | HVK Herborg Vestas HVK 30 - 30,00 kW - Wind turbine | https://en.wind-turbine-models.com/turbines/202-hvk-herborg-vestas-hvk-30 | 1 | 30.0 kW | - |  |  | 10.0 m | 78.5 m² | 3 | 382.2 W/m² | 2.6 m²/kW | [7 empty] | No | [5 empty] | Yes
890 | 890 | 890 | 890 | 890 | 890 | 890 | HVK Herborg HVK 30 - 30,00 kW - Wind turbine | https://en.wind-turbine-models.com/turbines/661-hvk-herborg-hvk-30 | 1 | 30.0 kW | - |  |  |  |  | 3 | 0.0 W/m² | 0.0 m²/kW | [7 empty] | No | [5 empty] | Yes
891 | 891 | 891 | 891 | 891 | 891 | 891 | HVK Herborg Vestas HVK 30 - 30,00 kW - Wind turbine | https://en.wind-turbine-models.com/turbines/706-hvk-herborg-vestas-hvk-30 | 1 | 30.0 kW | - |  |  | 10.0 m | 78.5 m² | 3 | 382.0 W/m² | 2.6 m²/kW | Lattice | [5 empty] | 18 m | No | [5 empty] | Yes
892 | 892 | 892 | 892 | 892 | 892 | 892 | HVK Herborg HVK 37 - 37,00 kW - Wind turbine | https://en.wind-turbine-models.com/turbines/1422-hvk-herborg-hvk-37 | 1 | 37.0 kW | - | 4.0 m/s | 16.0 m/s | 13.0 m | 132.7 m² | 3 | 278.8 W/m² | 3.6 m²/kW | spur |  | 2 | 400.0 V | thyristors | 50 Hz | 18 m | No | 25.0 m/s |  | Glassfiber Composite |  | hot dip galvanized | Yes |  |  |  |  | Økær
893 | 893 | 893 | 893 | 893 | 893 | 893 | HVK Herborg Vestas HVK 55 - 55,00 kW - Wind turbine | https://en.wind-turbine-models.com/turbines/203-hvk-herborg-vestas-hvk-55 | 1 | 55.0 kW | - |  |  | 15.6 m |  | 3 | 0.0 W/m² | 0.0 m²/kW | Lattice | [5 empty] | 24.5 m | No | [5 empty] | Yes
894 | 894 | 894 | 894 | 894 | 894 | 894 | HVK Herborg HVK 55 - 55,00 kW - Wind turbine | https://en.wind-turbine-models.com/turbines/992-hvk-herborg-hvk-55 | 1 | 55.0 kW | - |  |  | 15.0 m | 177.0 m² | 3 | 310.7 W/m² | 3.2 m²/kW | Lattice | [5 empty] | 20.0 m | No |  |  |  |  | galvanized | Yes
895 | 895 | 895 | 895 | 895 | 895 | 895 | HVK Herborg HVK 120 - 22,00 kW - Wind turbine | https://en.wind-turbine-models.com/turbines/1887-hvk-herborg-hvk-120 | 1 | 22.0 kW | - |  |  | 12.0 m | 113.0 m² | 3 | 194.7 W/m² | 5.1 m²/kW | 6m |  | 2 |  | thyristor | 50 Hz | 15 m | No |  |  |  |  | hot dip galvanized | Yes |  |  |  |  | Økær | 1:20
896 | 896 | 896 | 896 | 896 | 896 | 896 | Hyosung HS50 - 750,00 kW - Wind turbine | https://en.wind-turbine-models.com/turbines/1181-hyosung-hs50 | 1 | 750.0 kW | - | 4.0 m/s | 12.5 m/s | 50.0 m | 1,964.0 m² | 3 | 381.9 W/m² | 2.6 m²/kW | spur/planetary | 3.0 | 1 | 690.0 V | inverters | 60 Hz | 50 m | No | 25.0 m/s | 70.0 m/s | GFRP | conical | painted | Yes |  | Ia | 27.8 U/min | 73 m/s | Hyosung | 1:71 | 1,980.0 U/min
897 | 897 | 897 | 897 | 897 | 897 | 897 | Hyosung HS90 - 2,00 MW - Wind turbine | https://en.wind-turbine-models.com/turbines/82-hyosung-hs90 | 1 | 2,000.0 kW | - | 3.5 m/s | 12.0 m/s | 90.6 m | 6,447.0 m² | 3 | 310.2 W/m² | 3.2 m²/kW | spur/planetary | 3.0 | 1 | 690.0 V | DFIG | 50.0 Hz | 80.0 m | No | 25.0 m/s | 59.5 m/s | GFRP | conical | painted | Yes |  | IIa | 15.8 U/min | 75 m/s | Hyosung | 1:106 | 1,675.0 U/min
898 | 898 | 898 | 898 | 898 | 898 | 898 | Hyosung HS139 - 5,00 MW - Wind turbine | https://en.wind-turbine-models.com/turbines/1182-hyosung-hs139 | 1 | 5,000.0 kW | - | 3.4 m/s | 11.0 m/s | 139.0 m | 15,175.0 m² | 3 | 329.5 W/m² | 3.0 m²/kW | spur/planetary | 3.0 | 1 | 3,300.0 V | inverters | 50/60 Hz | 100 m | Yes | 25.0 m/s | 53.1 m/s | GFRP | conical |  |  |  | IIb | 11.8 U/min | 86 m/s | Hyosung | 1:93 | 1,096.0 U/min
899 | 899 | 899 | 899 | 899 | 899 | 899 | Hyundai HQ1650/77 - 1,65 MW - Wind turbine | https://en.wind-turbine-models.com/turbines/306-hyundai-hq1650-77 | 1 | 1,650.0 kW | - | 3.5 m/s | 12.0 m/s | 77.0 m | 4,657.0 m² | 3 | 354.3 W/m² | 2.8 m²/kW | Planetary/Parallel Shaft | 3.0 | 1 | 690.0 V | IGBT | 50.0 Hz | 70/80 m | No | 20.0 m/s | 59.5 m/s |  | conical | painted | Yes |  |  | 20.0 U/min | 81 m/s |  | 1:115 | 1,800.0 U/min
900 | 900 | 900 | 900 | 900 | 900 | 900 | Hyundai HQ2000/86 - 2,00 MW - Wind turbine | https://en.wind-turbine-models.com/turbines/1178-hyundai-hq2000-86 | 1 | 2,000.0 kW | - | 3.5 m/s | 12.5 m/s | 86.0 m | 5,809.0 m² | 3 | 344.3 W/m² | 2.9 m²/kW | spur/planetary | 3.0 | 1 | 690.0 V | inverters | 50/60 Hz | 80 m | No | 25.0 m/s | 59.5 m/s |  | conical | painted | Yes |  | IIa | 18.4 U/min | 83 m/s |  | 1:108 | 1,800.0 U/min
901 | 901 | 901 | 901 | 901 | 901 | 901 | Hyundai HQ2000/93 - 2,00 MW - Wind turbine | https://en.wind-turbine-models.com/turbines/1179-hyundai-hq2000-93 | 1 | 2,000.0 kW | - | 3.0 m/s | 11.5 m/s | 93.0 m | 6,793.0 m² | 3 | 294.4 W/m² | 3.4 m²/kW | spur/planetary | 3.0 | 1 | 690.0 V | inverters | 50/60 Hz | 80/100 m | No | 20.0 m/s | 52.5 m/s |  | conical | painted | Yes |  | IIIb | 17.3 U/min | 84 m/s |  | 1:115 | 1,800.0 U/min
902 | 902 | 902 | 902 | 902 | 902 | 902 | Hyundai HQ5500/140 - 5,50 MW - Wind turbine | https://en.wind-turbine-models.com/turbines/1180-hyundai-hq5500-140 | 1 | 5,500.0 kW | - | 3.5 m/s | 13.0 m/s | 140.0 m | 15,393.8 m² | 3 | 357.3 W/m² | 2.8 m²/kW | 68m | 4.0 | 1 |  | inverters | 50/60 Hz | 100 m | Yes | 25.0 m/s |  | GFRP | conical | painted |  |  | Ib
903 | 903 | 903 | 903 | 903 | 903 | 903 | IMPEC 60kW - 60,00 kW - Wind turbine | https://en.wind-turbine-models.com/turbines/1869-impec-60kw | 1 | 60.0 kW | - |  |  |  |  | 3 | 0.0 W/m² | 0.0 m²/kW | direct drive |  | 1 |  |  |  |  | No |  |  |  | conical | painted | Yes
904 | 904 | 904 | 904 | 904 | 904 | 904 | IMPSA IV 70 - 1,50 MW - Wind turbine | https://en.wind-turbine-models.com/turbines/1306-impsa-iv-70 | 1 | 1,500.0 kW | - | 3.5 m/s | 15.0 m/s | 70.0 m | 3,886.0 m² | 3 | 386.0 W/m² | 2.6 m²/kW | LM 34 |  | 1 | 690.0 V | inverters | 45-65 Hz | 65/85 m | No | 25.0 m/s | 59.5 m/s | Fiberglass and resin | conical | painted | Yes | III | IIa | 19.0 U/min | 70 m/s | LM Glasfiber A/S
905 | 905 | 905 | 905 | 905 | 905 | 905 | IMPSA IWP 70-1.5 - 1,50 MW - Wind turbine | https://en.wind-turbine-models.com/turbines/1310-impsa-iwp-70-1.5 | 1 | 1,500.0 kW | - | 3.0 m/s | 12.0 m/s | 70.0 m | 3,848.0 m² | 3 | 389.8 W/m² | 2.6 m²/kW | 32.3 |  | 1 | 690.0 V | inverters | 45-65 Hz | 72.5/85/100 m | No | 25.0 m/s | 70.0 m/s | Fiberglass and resin | conical | painted | Yes |  | Ia | 19.0 U/min | 70 m/s | Unipower
906 | 906 | 906 | 906 | 906 | 906 | 906 | IMPSA IWP 70-1.8 - 1,80 MW - Wind turbine | https://en.wind-turbine-models.com/turbines/1311-impsa-iwp-70-1.8 | 1 | 1,800.0 kW | - | 3.0 m/s | 13.0 m/s | 70.0 m | 3,848.0 m² | 3 | 467.8 W/m² | 2.1 m²/kW | 32.3 |  | 1 | 690.0 V | inverters | 45-65 Hz | 72.5/85/100 m | No | 25.0 m/s | 70.0 m/s | Fiberglass and resin | conical | painted | Yes |  | Ia | 19.0 U/min | 70 m/s | Unipower
907 | 907 | 907 | 907 | 907 | 907 | 907 | IMPSA IV 77 - 1,50 MW - Wind turbine | https://en.wind-turbine-models.com/turbines/1307-impsa-iv-77 | 1 | 1,500.0 kW | - | 3.0 m/s | 13.0 m/s | 77.0 m | 4,637.0 m² | 3 | 323.5 W/m² | 3.1 m²/kW | LM37.25 |  | 1 | 690.0 V | inverters | 45-65 Hz | 61.5/85/100 m | No | 22.0 m/s | 52.5 m/s | Fiberglass and resin | conical | painted | Yes | II | IIIa | 17.3 U/min | 70 m/s | LM Glasfiber A/S
908 | 908 | 908 | 908 | 908 | 908 | 908 | IMPSA IV 82 - 1,50 MW - Wind turbine | https://en.wind-turbine-models.com/turbines/1308-impsa-iv-82 | 1 | 1,500.0 kW | - | 3.0 m/s | 12.5 m/s | 82.0 m | 5,325.0 m² | 3 | 281.7 W/m² | 3.6 m²/kW | LM 40.3 |  | 1 | 690.0 V | inverters | 45-65 Hz | 85/100 m | No | 22.0 m/s | 52.5 m/s | Fiberglass and resin | conical | painted | Yes | II | IIIa | 17.3 U/min | 74 m/s | LM Glasfiber A/S
909 | 909 | 909 | 909 | 909 | 909 | 909 | IMPSA IWP 83 - 2,10 MW - Wind turbine | https://en.wind-turbine-models.com/turbines/1312-impsa-iwp-83 | 1 | 2,100.0 kW | - | 3.0 m/s | 12.5 m/s | 83.0 m | 5,410.0 m² | 3 | 388.2 W/m² | 2.6 m²/kW | 38.8 |  | 1 | 789.0 V | inverters | 45-65 Hz | 72/85/100 m | No | 25.0 m/s | 59.5 m/s | Fiberglass and resin | conical | painted | Yes |  | IIa | 17.0 U/min | 74 m/s | Unipower
910 | 910 | 910 | 910 | 910 | 910 | 910 | IMPSA IWP 85 - 2,00 MW - Wind turbine | https://en.wind-turbine-models.com/turbines/1313-impsa-iwp-85 | 1 | 2,000.0 kW | - | 3.0 m/s | 12.0 m/s | 85.0 m | 5,674.5 m² | 3 | 352.5 W/m² | 2.8 m²/kW | 40.0 |  | 1 | 750.0 V | inverters | 45-65 Hz | 60/72.5 m | No | 25.0 m/s | 52.5 m/s | Fiberglass and resin | conical | painted | Yes |  | S | 17.0 U/min | 76 m/s | Unipower
911 | 911 | 911 | 911 | 911 | 911 | 911 | IMPSA IV 87 - 1,50 MW - Wind turbine | https://en.wind-turbine-models.com/turbines/1309-impsa-iv-87 | 1 | 1,500.0 kW | - | 3.0 m/s | 12.0 m/s | 87.0 m | 5,890.0 m² | 3 | 254.7 W/m² | 3.9 m²/kW | LM 42 |  | 1 | 690.0 V | inverters | 45-65 Hz | 85/100 m | No | 22.0 m/s | 52.5 m/s | Fiberglass and resin | conical | painted | Yes |  | IIIb | 17.3 U/min | 79 m/s | LM Glasfiber A/S
912 | 912 | 912 | 912 | 912 | 912 | 912 | IMPSA IWP 93 - 2,10 MW - Wind turbine | https://en.wind-turbine-models.com/turbines/1314-impsa-iwp-93 | 1 | 2,100.0 kW | - | 3.0 m/s | 12.5 m/s | 93.0 m | 6,793.0 m² | 3 | 309.1 W/m² | 3.2 m²/kW | 43.9 |  | 1 | 789.0 V | inverters | 45-65 Hz | 72/85/100 m | No | 22.0 m/s | 52.5 m/s | Fiberglass and resin | conical | painted | Yes |  | IIIa | 16.0 U/min | 78 m/s | Unipower
913 | 913 | 913 | 913 | 913 | 913 | 913 | IMPSA IWP 100 - 2,00 MW - Wind turbine | https://en.wind-turbine-models.com/turbines/1315-impsa-iwp-100 | 1 | 2,000.0 kW | - | 3.0 m/s | 11.0 m/s | 100.0 m | 7,853.0 m² | 3 | 254.7 W/m² | 3.9 m²/kW | 47 |  | 1 | 750.0 V | inverters | 45-65 Hz | 85/100 m | No | 22.0 m/s | 52.5 m/s | Fiberglass and resin | conical | painted | Yes |  | S | 15.0 U/min | 79 m/s | Unipower
914 | 914 | 914 | 914 | 914 | 914 | 914 | IMPSA IWP 103 - 2,00 MW - Wind turbine | https://en.wind-turbine-models.com/turbines/1316-impsa-iwp-103 | 1 | 2,000.0 kW | - | 3.0 m/s | 11.0 m/s | 103.0 m | 8,332.0 m² | 3 | 240.0 W/m² | 4.2 m²/kW | AB49/LM49.1 |  | 1 | 750.0 V | inverters | 45-65 Hz | 85/100/120 m | No | 22.0 m/s | 52.5 m/s | Fiberglass and resin | conical | painted | Yes |  | IIa | 15.0 U/min | 81 m/s | LM Glasfiber A/S
915 | 915 | 915 | 915 | 915 | 915 | 915 | India Wind Power IWPL-29/250 - 250,00 kW - Wind turbine | https://en.wind-turbine-models.com/turbines/1096-india-wind-power-iwpl-29-250 | 1 | 250.0 kW | - | 3.0 m/s | 15.0 m/s | 29.7 m | 693.0 m² | 3 | 360.8 W/m² | 2.8 m²/kW | [6 empty] | 50 m | No | 25.0 m/s |  |  |  |  | Yes |  |  | 39.4 U/min | 61 m/s |  | 1:57
916 | 916 | 916 | 916 | 916 | 916 | 916 | Ingetur IT-60/1300 - 1,30 MW - Wind turbine | https://en.wind-turbine-models.com/turbines/946-ingetur-it-60-1300 | 1 | 1,300.0 kW | - |  |  | 60.0 m | 2,827.0 m² | 3 | 459.9 W/m² | 2.2 m²/kW | [7 empty] | No | [5 empty] | Yes | [12 empty] | 2000
917 | 917 | 917 | 917 | 917 | 917 | 917 | Ingetur IT-70/1300 - 1,30 MW - Wind turbine | https://en.wind-turbine-models.com/turbines/947-ingetur-it-70-1300 | 1 | 1,300.0 kW | - |  |  | 70.0 m | 3,849.0 m² | 3 | 337.8 W/m² | 3.0 m²/kW | [7 empty] | No | [5 empty] | Yes | [12 empty] | 2001
918 | 918 | 918 | 918 | 918 | 918 | 918 | Ingetur IT-70/1500 - 1,50 MW - Wind turbine | https://en.wind-turbine-models.com/turbines/948-ingetur-it-70-1500 | 1 | 1,500.0 kW | - | 4.0 m/s | 11.6 m/s | 70.0 m | 3,849.0 m² | 3 | 389.7 W/m² | 2.6 m²/kW | 34 | 3.0 | 1 | 12,000.0 V | IGBT | 50 Hz | 60/80 m | No | 25.0 m/s |  | GFRP | conical | painted | Yes |  |  | 20.2 U/min | 74 m/s |  | 1:59 | 1,300.0 U/min | 15.2 t | 52.2 t | 135.0 t | 202.4 t |  | 2004
919 | 919 | 919 | 919 | 919 | 919 | 919 | Ingetur IT-77/1500 - 1,50 MW - Wind turbine | https://en.wind-turbine-models.com/turbines/949-ingetur-it-77-1500 | 1 | 1,500.0 kW | - | 3.0 m/s | 11.8 m/s | 77.0 m | 4,657.0 m² | 3 | 322.1 W/m² | 3.1 m²/kW | LM 37.3P | 3.0 | 1 | 12,000.0 V | IGBT | 50 Hz | 77 m | No | 18.0 m/s | 67.5 m/s | GFRP | conical | painted | Yes |  | IIa | 16.7 U/min | 67 m/s | LM Glasfieber | 1:66 | 1,200.0 U/min | 24.0 t | 52.3 t | 120.0 t | 196.0 t |  | 2004 | 6.8 t
920 | 920 | 920 | 920 | 920 | 920 | 920 | Inox DF 93 - 2,00 MW - Wind turbine | https://en.wind-turbine-models.com/turbines/1097-inox-df-93 | 1 | 2,000.0 kW | - | 3.0 m/s | 11.5 m/s | 93.0 m | 6,795.0 m² | 3 | 294.3 W/m² | 3.4 m²/kW | spur/planetary | 3.0 | 1 | 690.0 V | IGBT | 50 Hz | 80 m | No | 20.0 m/s | 52.5 m/s | Epoxy glass fibre | conical | painted | Yes |  | IIIb | 15.9 U/min | 77 m/s |  | 1:115 | 1,800.0 U/min
921 | 921 | 921 | 921 | 921 | 921 | 921 | Inox DF 100 - 2,00 MW - Wind turbine | https://en.wind-turbine-models.com/turbines/1098-inox-df-100 | 1 | 2,000.0 kW | - | 3.0 m/s | 11.0 m/s | 100.0 m | 7,894.0 m² | 3 | 253.4 W/m² | 3.9 m²/kW | spur/planetary | 3.0 | 1 | 690.0 V | IGBT | 50.0 Hz | 80/92 m | No | 20.0 m/s | 52.5 m/s | Epoxy glass fibre | conical | painted | Yes |  | IIIb | 15.7 U/min | 82 m/s |  | 1:115 | 1,800.0 U/min
922 | 922 | 922 | 922 | 922 | 922 | 922 | Inox DF 113 - 2,00 MW - Wind turbine | https://en.wind-turbine-models.com/turbines/1846-inox-df-113 | 1 | 2,000.0 kW | - | 3.0 m/s | 10.5 m/s | 113.0 m | 10,029.0 m² | 3 | 199.4 W/m² | 5.0 m²/kW | Two planetary and one parallel shaft gear | 3.0 | 1 | 690.0 V | converter | 50 Hz | 92/120 m | No | 20.0 m/s | 52.2 m/s | epoxy glas fibre | conical | painted | Yes |  | IIIa | 14.2 U/min | 84 m/s |  | 1:85
923 | 923 | 923 | 923 | 923 | 923 | 923 | Inox WT 2000 DF - 2,00 MW - Wind turbine | https://en.wind-turbine-models.com/turbines/448-inox-wt-2000-df | 1 | 2,000.0 kW | - | 3.0 m/s | 11.5 m/s | 93.0 m | 6,785.0 m² | 3 | 294.8 W/m² | 3.4 m²/kW | spur/planetary | 3.0 | 1 | 690.0 V | IGBT | 50 Hz | 78 m | No | 20.0 m/s | 52.5 m/s | GFK / Epoxy | conical | painted | Yes |  |  | 15.9 U/min | 77 m/s |  | 1:115
924 | 924 | 924 | 924 | 924 | 924 | 924 | I.R.D. 15kW - 15,00 kW - Wind turbine | https://en.wind-turbine-models.com/turbines/1046-i.r.d.-15kw | 1 | 15.0 kW | - | 4.0 m/s | 11.5 m/s | 7.9 m | 49.0 m² | 3 | 306.1 W/m² | 3.3 m²/kW | 3.5 |  | 1 | 415.0 V | Thyristor | 50 Hz | 12.5 m | No | 30.0 m/s |  | GFRP | cylindric/ tapered tubular | hot-dip galvanized | Yes |  |  | 96.2 U/min | 40 m/s | Aero Star | 1:16 | 1,533.0 U/min | [5 empty] | 1984
925 | 925 | 925 | 925 | 925 | 925 | 925 | I.R.D. 22kW - 22,00 kW - Wind turbine | https://en.wind-turbine-models.com/turbines/1048-i.r.d.-22kw | 1 | 22.0 kW | - | 4.5 m/s | 12.0 m/s | 10.2 m | 81.7 m² | 3 | 269.3 W/m² | 3.7 m²/kW | spur |  | 1 | 415.0 V | Thyristor | 50 Hz | 18.5 m | No | 25.0 m/s |  | wood |  | hot-dip galvanized | Yes |  |  | 69.0 U/min | 37 m/s | [8 empty] | 1980
926 | 926 | 926 | 926 | 926 | 926 | 926 | I.R.D. 55kW - 55,00 kW - Wind turbine | https://en.wind-turbine-models.com/turbines/1047-i.r.d.-55kw | 1 | 55.0 kW | - | 4.5 m/s | 15.0 m/s | 14.5 m | 165.0 m² | 3 | 333.3 W/m² | 3.0 m²/kW | spur |  | 1 | 415.0 V | Thyristor | 50 Hz | 15 m | No | 25.0 m/s |  | GFRP |  | hot-dip galvanized | Yes |  |  | 50.0 U/min | 38 m/s | Markon | [7 empty] | 1982
927 | 927 | 927 | 927 | 927 | 927 | 927 | Iskra AT5-1 - 5,00 kW - Wind turbine | https://en.wind-turbine-models.com/turbines/2053-iskra-at5-1 | 1 | 5.0 kW | - | 2.5 m/s | 12.0 m/s | 5.4 m | 22.9 m² | 3 | 218.3 W/m² | 4.6 m²/kW | without gearbox |  | 1 | 400.0 V | inverters | 50/60 Hz | 9 / 12 / 15 m | No | 60.0 m/s |  | Glass Fibre Reinforced Composite | conical | painted | Yes |  | IIa | 220.0 U/min | 62 m/s |  |  |  |  | 0.3 t
928 | 928 | 928 | 928 | 928 | 928 | 928 | ITALIA HAWT Prototype - 10,00 kW - Wind turbine | https://en.wind-turbine-models.com/turbines/1811-italia-hawt-prototype | 1 | 10.0 kW | - |  |  | 15.0 m | 177.0 m² | 2 | 56.5 W/m² | 17.7 m²/kW | steel tube | [5 empty] | 30 m | No |  |  | wood | conical | painted | Yes | [12 empty] | 1975
929 | 929 | 929 | 929 | 929 | 929 | 929 | ITALIA VAWT Prototype - 15,00 kW - Wind turbine | https://en.wind-turbine-models.com/turbines/1812-italia-vawt-prototype | 1 | 15.0 kW | - |  |  | 12.0 m | 113.0 m² | 3 | 132.7 W/m² | 7.5 m²/kW | Timing Belt | 1.0 | 1 | 380.0 V | thyristor | 50 Hz | 25 m | No |  |  |  | cylindrical | painted | Yes |  |  | 120.0 U/min | 75 m/s | Newton Derby Ltd. |  | 1,500.0 U/min | [5 empty] | 1975
930 | 930 | 930 | 930 | 930 | 930 | 930 | IWT V42 - 600,00 kW - Wind turbine | https://en.wind-turbine-models.com/turbines/1611-iwt-v42 | 1 | 600.0 kW | - | 4.0 m/s | 16.0 m/s | 42.0 m | 1,357.0 m² | 3 | 442.2 W/m² | 2.3 m²/kW | spur/planetary | 3.0 | 1 | 690.0 V | thyristor | 50 Hz | 40.5/53 m | No | 25.0 m/s | 52.0 m/s | GFRP |  | painted / hot dip galvanized | Yes |  |  | 30.0 U/min | 66 m/s | Vestas | 1:50 | 1,650.0 U/min | 8.4 t | 17.3 t | 41.0 t | 67.0 t |  |  | 1.2 t
931 | 931 | 931 | 931 | 931 | 931 | 931 | IWT V47 - 660,00 kW - Wind turbine | https://en.wind-turbine-models.com/turbines/1599-iwt-v47 | 1 | 660.0 kW | - | 4.0 m/s | 15.0 m/s | 47.0 m | 1,735.0 m² | 3 | 380.4 W/m² | 2.6 m²/kW | Planet/parallel axles |  |  | 690.0 V | with OptiSlip ® | 50 Hz | 40/45/50/55/60/65 m | No | 25.0 m/s |  |  |  |  | Yes |  |  | 28.5 U/min | 70 m/s | Hansen |  | 1,650.0 U/min
932 | 932 | 932 | 932 | 932 | 932 | 932 | IWT V52 - 850,00 kW - Wind turbine | https://en.wind-turbine-models.com/turbines/1604-iwt-v52 | 1 | 850.0 kW | - | 4.0 m/s | 16.0 m/s | 52.0 m | 2,124.0 m² | 3 | 400.2 W/m² | 2.5 m²/kW | 1 planet step/2-step parallel axle | 3.0 | 1 | 690.0 V | OptiSpeed™ | 50 Hz | 40/44/49/55/60/65/74 m | No | 25.0 m/s |  |  |  |  | Yes |  |  | 31.4 U/min | 85 m/s | Hansen |  |  | 10.0 t | 22.0 t | 95.0 t | 127.0 t
933 | 933 | 933 | 933 | 933 | 933 | 933 | IWT V66 - 1,75 MW - Wind turbine | https://en.wind-turbine-models.com/turbines/2476-iwt-v66 | 1 | 1,750.0 kW | - | 4.0 m/s | 16.0 m/s | 66.0 m | 3,421.0 m² | 3 | 511.5 W/m² | 2.0 m²/kW | NACA63.600+FFA-W3 32m | 3.0 | 1 | 690.0 V | thyristors | 50/60 Hz | 60 / 67 / 78 m | No | 25.0 m/s |  |  | conical | coated | Yes | II | Ia, IIa | 24.4 U/min | 84 m/s | Winergy / Hansen |  | 2,016.0 U/min | 23.0 t | 57.0 t | 199.0 t | 279.0 t | 11.6 t |  | 3.8 t
934 | 934 | 934 | 934 | 934 | 934 | 934 | IZAR TURBINAS Bonus 44/600 - 600,00 kW - Wind turbine | https://en.wind-turbine-models.com/turbines/816-izar-turbinas-bonus-44-600 | 1 | 600.0 kW | - | 3.0 m/s | 15.0 m/s | 44.0 m | 1,520.0 m² | 3 | 394.7 W/m² | 2.5 m²/kW | LM 19 | 3.0 | 1 | 690.0 V | Thyristor | 50 Hz | 35/40/45/50/55/60 m | No | 25.0 m/s | 55.0 m/s | GRP | conical | painted | Yes |  |  | 27.0 U/min | 62 m/s | LM Glasfieber | 1:55 | 1,500.0 U/min | 14.2 t | 22.5 t | 70.0 t | 106.0 t
935 | 935 | 935 | 935 | 935 | 935 | 935 | IZAR TURBINAS Bonus 54/1000 - 1,00 MW - Wind turbine | https://en.wind-turbine-models.com/turbines/2172-izar-turbinas-bonus-54-1000 | 1 | 1,000.0 kW | - | 3.0 m/s | 15.0 m/s | 54.2 m | 2,300.0 m² | 3 | 434.8 W/m² | 2.3 m²/kW | LM 26.1 | 3.0 | 1 | 690.0 V | tyristor | 50 Hz | 50 / 60 / 70 m | No | 25.0 m/s | 60.0 m/s | GFRP with epoxy resin | conical | coated | Yes |  |  | 22.0 U/min | 62 m/s | LM Glasfieber/ Bonus | 1:69 | 1,500.0 U/min | 25.0 t | 40.0 t | 90.0 t | 155.0 t
936 | 936 | 936 | 936 | 936 | 936 | 936 | IZAR TURBINAS Bonus 55/1300 - 1,30 MW - Wind turbine | https://en.wind-turbine-models.com/turbines/1818-izar-turbinas-bonus-55-1300 | 1 | 1,300.0 kW | - | 3.0 m/s | 16.0 m/s | 55.0 m | 2,375.8 m² | 3 | 547.2 W/m² | 1.8 m²/kW | 26m | 3.0 | 1 | 690.0 V | thyristor | 50 Hz | 68/80/90 m | No | 25.0 m/s | 57.5 m/s | GFRP | conical | painted | Yes |  |  | 24.0 U/min | 69 m/s | LM Glasfiber |  | 1,500.0 U/min | 26.0 t | 50.0 t | 198.0 t | 274.0 t
937 | 937 | 937 | 937 | 937 | 937 | 937 | IZAR TURBINAS Bonus 62/1300 - 1,30 MW - Wind turbine | https://en.wind-turbine-models.com/turbines/815-izar-turbinas-bonus-62-1300 | 1 | 1,300.0 kW | - | 3.0 m/s | 15.0 m/s | 62.0 m | 3,000.0 m² | 3 | 433.3 W/m² | 2.3 m²/kW | LM 29 | 3.0 | 1 | 690.0 V | Thyristor | 50.0 Hz | 50/68 m | No | 25.0 m/s | 55.0 m/s | GRP | conical | painted | Yes |  |  | 19.0 U/min | 62 m/s | LM Glasfieber | 1:79 | 1,500.0 U/min | 34.4 t | 46.5 t | 93.5 t | 174.4 t
938 | 938 | 938 | 938 | 938 | 938 | 938 | Jacobs 37/500 - 500,00 kW - Wind turbine | https://en.wind-turbine-models.com/turbines/2173-jacobs-37-500 | 1 | 500.0 kW | - | 5.0 m/s | 16.0 m/s | 37.0 m | 1,075.0 m² | 3 | 465.1 W/m² | 2.2 m²/kW | LM 17.1 | 3.0 | 1 | 690.0 V | thyristors | 50 Hz | 50 m | No | 25.0 m/s | 70.0 m/s | GFRP with epoxy resin | conical |  | Yes |  |  | 28.0 U/min | 54 m/s | LM Glasfieber A/S | 1:56 | 1,500.0 U/min |  | 29.4 t
939 | 939 | 939 | 939 | 939 | 939 | 939 | Jacobs 41/500 - 500,00 kW - Wind turbine | https://en.wind-turbine-models.com/turbines/1377-jacobs-41-500 | 1 | 500.0 kW | - | 4.0 m/s | 15.0 m/s | 41.0 m | 1,320.0 m² | 3 | 378.8 W/m² | 2.6 m²/kW | LM 19.1 | 3.0 | 1 | 690.0 V | thyristors | 50 Hz | 50 m | No | 25.0 m/s | 70.0 m/s | GFRP | conical | painted | Yes |  |  | 26.8 U/min | 58 m/s | LM Glasfiber A/S | 1:56 | 1,515.0 U/min |  | 29.4 t
940 | 940 | 940 | 940 | 940 | 940 | 940 | Jacobs 43/600 - 600,00 kW - Wind turbine | https://en.wind-turbine-models.com/turbines/1174-jacobs-43-600 | 1 | 600.0 kW | - | 3.0 m/s | 14.0 m/s | 43.0 m | 1,452.0 m² | 3 | 413.2 W/m² | 2.4 m²/kW | LM 19.1 | 3.0 | 1 | 690.0 V | thyristors | 50 Hz | 40/50/60 m | No | 25.0 m/s | 58.0 m/s | GFRP | conical | painted | Yes |  |  | 27.0 U/min | 61 m/s | LM Glasfiber A/S | 1:57 | 1,520.0 U/min | 12.4 t | 23.0 t | 62.0 t | 100.0 t
941 | 941 | 941 | 941 | 941 | 941 | 941 | Jacobs 48/600 - 600,00 kW - Wind turbine | https://en.wind-turbine-models.com/turbines/389-jacobs-48-600 | 1 | 600.0 kW | - | 2.5 m/s | 13.0 m/s | 48.4 m | 1,840.0 m² | 3 | 326.1 W/m² | 3.1 m²/kW | LM 23.2 | 3.0 | 1 | 690.0 V | Thyristor | 50 Hz | 50/65/75 m | No | 20.0 m/s | 60.0 m/s | GFK | conical |  | Yes |  |  | 22.3 U/min | 57 m/s | LM Glasfieber | 1:68 | 1,500.0 U/min |  | 23.0 t
942 | 942 | 942 | 942 | 942 | 942 | 942 | Jacobs 48/750 - 750,00 kW - Wind turbine | https://en.wind-turbine-models.com/turbines/391-jacobs-48-750 | 1 | 750.0 kW | - | 3.0 m/s | 14.0 m/s | 48.4 m | 1,840.0 m² | 3 | 407.6 W/m² | 2.5 m²/kW | LM 23.2 | 3.0 | 1 | 690.0 V | Thyristor | 50.0 Hz | 50/65/75 m | No | 20.0 m/s | 60.0 m/s | GFK | conical | painted | Yes |  |  | 22.5 U/min | 57 m/s | LM Glasfieber | 1:67 | 1,500.0 U/min | 10.0 t | 23.0 t | 90.0 t | 125.0 t
943 | 943 | 943 | 943 | 943 | 943 | 943 | Jacobs 57/1000 - 1,05 MW - Wind turbine | https://en.wind-turbine-models.com/turbines/398-jacobs-57-1000 | 1 | 1,050.0 kW | - | 3.0 m/s | 13.0 m/s | 57.0 m | 2,552.0 m² | 3 | 411.4 W/m² | 2.4 m²/kW | A&R 57 | 3.0 | 1 | 690.0 V | Thyristor | 50.0 Hz | 55/60/70 m | No | 25.0 m/s | 55.8 m/s | GFK / Epoxy | conical | coated | Yes |  |  | 23.0 U/min | 69 m/s | Abeking & Rasmussen | 1:67 | 1,500.0 U/min | 18.0 t | 65.7 t | 72.0 t | 160.0 t
944 | 944 | 944 | 944 | 944 | 944 | 944 | Jacobs MD 70 - 1,50 MW - Wind turbine | https://en.wind-turbine-models.com/turbines/401-jacobs-md-70 | 1 | 1,500.0 kW | - | 2.5 m/s | 13.0 m/s | 70.0 m | 3,850.0 m² | 3 | 389.6 W/m² | 2.6 m²/kW | LM 34 | 3.0 | 1 | 690.0 V | IGBT | 50 Hz | 65/80/85 m | No | 25.0 m/s | 60.0 m/s | GFK / Epoxy | conical | coated | Yes |  |  | 19.0 U/min | 70 m/s | LM Glasfieber/Aerpac/NOI | 1:94 | 1,800.0 U/min | 33.0 t | 56.0 t
945 | 945 | 945 | 945 | 945 | 945 | 945 | Jacobs MD 77 - 1,50 MW - Wind turbine | https://en.wind-turbine-models.com/turbines/402-jacobs-md-77 | 1 | 1,500.0 kW | - | 2.5 m/s | 12.0 m/s | 77.0 m | 4,656.0 m² | 3 | 322.2 W/m² | 3.1 m²/kW | NOI 37.5 | 3.0 | 1 | 690.0 V | IGBT | 50 Hz | 62/85/90/100 m | No | 20.0 m/s | 60.0 m/s | GFK / Epoxy | conical | coated | Yes |  |  | 17.0 U/min | 69 m/s | NOI | 1:104 | 1,800.0 U/min | 35.0 t | 56.0 t
946 | 946 | 946 | 946 | 946 | 946 | 946 | Jacobs PowerTec JPT 3-120 - 3,00 MW - Wind turbine | https://en.wind-turbine-models.com/turbines/1410-jacobs-powertec-jpt-3-120 | 1 | 3,000.0 kW | - | 3.0 m/s | 10.1 m/s | 120.0 m | 11,310.0 m² | 3 | 265.3 W/m² | 3.8 m²/kW | LM58.7P |  | 1 | 690.0 V | inverters | 50 Hz | 126 m | No | 25.0 m/s | 57.0 m/s | GFRP | conical | painted | Yes |  | IIIa | 12.4 U/min | 78 m/s | LM Glasfiber A/S
947 | 947 | 947 | 947 | 947 | 947 | 947 | Jacobs Wind Electric 31-20 - 20,00 kW - Wind turbine | https://en.wind-turbine-models.com/turbines/537-jacobs-wind-electric-31-20 | 1 | 20.0 kW | - | 3.5 m/s |  | 9.5 m | 230.0 m² | 3 | 87.0 W/m² | 11.5 m²/kW | Offset Hypoid |  | 1 | 240.0 V |  | 60 Hz | 24.5/48.5 m | No |  | 53.5 m/s | Fiberglas |  | galvanized | Yes |  |  | 185.0 U/min | 92 m/s |  | 1:6 | 175.0 U/min |  |  |  | 1.0 t
948 | 948 | 948 | 948 | 948 | 948 | 948 | James Howden HWP-60 - 60,00 kW - Wind turbine | https://en.wind-turbine-models.com/turbines/1385-james-howden-hwp-60 | 1 | 60.0 kW | - | 4.5 m/s | 17.0 m/s | 15.0 m | 176.7 m² | 3 | 339.6 W/m² | 2.9 m²/kW | parallel shaft | 2.0 | 1 | 415.0 V |  | 50 Hz | 20 m | No | 29.0 m/s |  | Wood/epoxy laminate | conical | painted | Yes |  |  | 50.0 U/min | 39 m/s | Howden | 1:30 | 1,500.0 U/min | 0.6 t | 2.1 t | 4.0 t | 6.7 t
949 | 949 | 949 | 949 | 949 | 949 | 949 | James Howden HWP-200 - 200,00 kW - Wind turbine | https://en.wind-turbine-models.com/turbines/1386-james-howden-hwp-200 | 1 | 200.0 kW | - | 5.0 m/s | 13.5 m/s | 22.0 m | 380.0 m² | 3 | 526.3 W/m² | 1.9 m²/kW | parallel shaft | 3.0 | 1 | 415.0 V |  | 50 Hz | 22 m | No | 25.0 m/s |  | Wood/epoxy composite |  | painted | Yes |  |  | 58.0 U/min | 67 m/s | Howden | 1:26 | 1,500.0 U/min | 3.0 t | 11.0 t | 15.0 t | 29.0 t
950 | 950 | 950 | 950 | 950 | 950 | 950 | James Howden HWP-300 - 300,00 kW - Wind turbine | https://en.wind-turbine-models.com/turbines/1384-james-howden-hwp-300 | 1 | 300.0 kW | - | 5.0 m/s | 16.0 m/s | 22.0 m | 380.0 m² | 3 | 789.5 W/m² | 1.3 m²/kW | parallel shaft | 3.0 | 1 | 415.0 V |  | 50 Hz | 22 m | No | 25.0 m/s |  | Wood/epoxy composite | cylindric/conical base | painted | Yes |  |  | 45.0 U/min | 52 m/s | Howden | 1:34 | 1,500.0 U/min | 3.0 t | 11.0 t | 15.0 t | 29.0 t
951 | 951 | 951 | 951 | 951 | 951 | 951 | James Howden HWP-330 - 330,00 kW - Wind turbine | https://en.wind-turbine-models.com/turbines/361-james-howden-hwp-330 | 1 | 330.0 kW | - | 5.0 m/s | 13.5 m/s | 31.0 m | 754.8 m² | 3 | 437.2 W/m² | 2.3 m²/kW | parallel shaft | 3.0 | 1 | 415.0 V |  | 60 Hz | 25 m | No | 25.0 m/s |  | Wood/epoxy laminate | cylindric/conical base | painted | Yes |  |  | 38.0 U/min | 62 m/s | Howden | 1:41 | 1,500.0 U/min | 5.4 t | 17.0 t | 22.3 t | 44.7 t
952 | 952 | 952 | 952 | 952 | 952 | 952 | James Howden HWP-750 - 750,00 kW - Wind turbine | https://en.wind-turbine-models.com/turbines/557-james-howden-hwp-750 | 1 | 750.0 kW | - | 6.0 m/s | 13.0 m/s | 45.0 m | 1,590.0 m² | 3 | 471.7 W/m² | 2.1 m²/kW | 22.5 | 3.0 | 1 | 33,000.0 V |  | 50.0 Hz | 35.0 m | No | 26.0 m/s | 50.0 m/s | Wood/epoxy/carbon fibre | cylindric/conical base | painted | Yes |  |  | 30.0 U/min | 71 m/s | Howden | 1:33 | 1,000.0 U/min | 11.0 t | 40.0 t | 29.4 t | 81.0 t
953 | 953 | 953 | 953 | 953 | 953 | 953 | James Howden HWP-1000 - 1,00 MW - Wind turbine | https://en.wind-turbine-models.com/turbines/1813-james-howden-hwp-1000 | 1 | 1,000.0 kW | - | 5.0 m/s | 13.0 m/s | 55.0 m | 2,376.0 m² | 3 | 420.9 W/m² | 2.4 m²/kW | 26.5 m blade | 2.0 | 1 | 3,300.0 V | delta star pole amplitude modulation (PAM) | 50 Hz | 45 m | No | 25.0 m/s |  | wood / epoxy composite | conical | painted | Yes |  |  | 30.0 U/min | 86 m/s | Gougeon Brothers Company | 1:33 | 1,000.0 U/min |  |  |  | 850.0 t |  | 1989
954 | 954 | 954 | 954 | 954 | 954 | 954 | Jernstøberi A/S 5-vinget Klapsejler - Wind turbine | https://en.wind-turbine-models.com/turbines/998-jernst-beri-a-s-5-vinget-klapsejler | 1 | - | [6 empty] | 0.0 W/m² | 0.0 m²/kW | [7 empty] | No | [5 empty] | Yes | [12 empty] | 1922
955 | 955 | 955 | 955 | 955 | 955 | 955 | Jeumont J 48/750 - 750,00 kW - Wind turbine | https://en.wind-turbine-models.com/turbines/103-jeumont-j-48-750 | 1 | 750.0 kW | - | 3.0 m/s | 13.5 m/s | 48.0 m | 1,810.0 m² | 3 | 414.4 W/m² | 2.4 m²/kW | APX48 |  | 1 | 690.0 V | inverters | 50 Hz | 46.0 m | No | 25.0 m/s |  | GFRP | conical | painted | Yes |  |  | 26.0 U/min | 65 m/s | Aerpac |  |  | 9.0 t | 30.0 t | 40.0 t | 79.0 t
956 | 956 | 956 | 956 | 956 | 956 | 956 | JFE LW 50/750 - 750,00 kW - Wind turbine | https://en.wind-turbine-models.com/turbines/2515-jfe-lw-50-750 | 1 | 750.0 kW | - | 3.0 m/s | 12.0 m/s | 50.5 m | 2,000.0 m² | 3 | 375.0 W/m² | 2.7 m²/kW | NACA 646 |  | 1 | 690.0 V | AC-DC-AC inverter | 50/60 Hz | 50 / 75 m | No | 25.0 m/s | 60.0 m/s | GFRP | conical | coated | Yes |  | IIa | 32.0 U/min | 85 m/s | Aerpac |  |  | 13.0 t | 38.0 t | 88.0 t | 121.0 t
957 | 957 | 957 | 957 | 957 | 957 | 957 | John Brown Costa Head turbine - 100,00 kW - Wind turbine | https://en.wind-turbine-models.com/turbines/2121-john-brown-costa-head-turbine | 1 | 100.0 kW | - |  |  | 15.5 m | 188.0 m² | 3 | 531.9 W/m² | 1.9 m²/kW | spur |  | 1 |  |  | 50 Hz | 24 m | No |  |  | compressed laminated wood spar fitted with spruce ribs |  | hot dip galvanized | Yes |  |  | 130.0 U/min | 106 m/s | John Brown | 1:6 | 750.0 U/min | [5 empty] | 1955
958 | 958 | 958 | 958 | 958 | 958 | 958 | Józef Antos Rebielice Królewskie - 2,00 MW - Wind turbine | https://en.wind-turbine-models.com/turbines/2327-j-zef-antos-rebielice-kr-lewskie | 1 | 2,000.0 kW | - | 2.0 m/s |  | 32.0 m | 804.0 m² | 280 | 2,487.6 W/m² | 0.4 m²/kW | without | [5 empty] | 54 m | No | 14.0 m/s | 65.0 m/s | Sheet metal profiles | conical | painted | Yes |  |  |  |  | Antos | [5 empty] | 240.0 t |  | 2003
959 | 959 | 959 | 959 | 959 | 959 | 959 | JSW Japan Steel Work J70 - 1,50 MW - Wind turbine | https://en.wind-turbine-models.com/turbines/2511-jsw-japan-steel-work-j70 | 1 | 1,500.0 kW | - | 3.5 m/s | 13.0 m/s | 70.0 m | 3,850.0 m² | 3 | 389.6 W/m² | 2.6 m²/kW | J34-a / APX70 |  | 1 | 660.0 V | full scale | 50/60 Hz | 70 / 77 m | No | 25.0 m/s | 70.0 m/s | GFRP | conical | coated | Yes |  | IIa | 21.0 U/min | 77 m/s | Japan Steel Works |  |  | 36.0 t | 94.0 t | 145.0 t | 275.0 t | 22.5 t | 2006 | 4.5 t
960 | 960 | 960 | 960 | 960 | 960 | 960 | JSW Japan Steel Work J82-2.0 - 2,00 MW - Wind turbine | https://en.wind-turbine-models.com/turbines/65-jsw-japan-steel-work-j82-2.0 | 1 | 2,000.0 kW | - | 3.5 m/s | 13.0 m/s | 83.3 m | 5,450.0 m² | 3 | 367.0 W/m² | 2.7 m²/kW | APX70 |  | 1 | 660.0 V | IGBT | 50.0 Hz | 70.0 m | No | 25.0 m/s | 70.0 m/s | GFRE | conical | painted | Yes |  |  | 19.0 U/min | 83 m/s | Aerpac |  |  | 42.0 t | 34.0 t | 145.0 t | 221.0 t | 22.7 t |  | 6.5 t
961 | 961 | 961 | 961 | 961 | 961 | 961 | JSW Japan Steel Work J82-2.0D - 2,00 MW - Wind turbine | https://en.wind-turbine-models.com/turbines/2516-jsw-japan-steel-work-j82-2.0d | 1 | 2,000.0 kW | - | 3.5 m/s | 13.0 m/s | 83.3 m | 5,450.0 m² | 3 | 367.0 W/m² | 2.7 m²/kW | APX70 |  | 1 | 660.0 V | AC-DC-AC Full converter | 50/60 Hz | 70 / 77 m | No | 25.0 m/s | 70.0 m/s | GFRE | conical | coated | Yes |  | Ia, IIa | 19.0 U/min | 83 m/s | Aerpac |  |  | 42.0 t | 30.0 t | 160.0 t | 230.0 t | 22.7 t | 2007 | 6.5 t
962 | 962 | 962 | 962 | 962 | 962 | 962 | JSW Japan Steel Work J100-2.7 - 2,70 MW - Wind turbine | https://en.wind-turbine-models.com/turbines/2508-jsw-japan-steel-work-j100-2.7 | 1 | 2,700.0 kW | - | 4.0 m/s | 13.0 m/s | 104.0 m | 8,494.0 m² | 3 | 317.9 W/m² | 3.1 m²/kW | 50m blades |  | 1 |  | full converter | 50/60 Hz | 85 m | No | 25.0 m/s | 70.0 m/s | glass fibre-reinforced epoxy resin | conical | coated | Yes |  | Ia, IIa | 14.5 U/min | 79 m/s | Muroran Works | [7 empty] | 2013
963 | 963 | 963 | 963 | 963 | 963 | 963 | K.M. Vindmøller KM-T 103 - 11,00 kW - Wind turbine | https://en.wind-turbine-models.com/turbines/1007-k.m.-vindm-ller-km-t-103 | 1 | 11.0 kW | - |  |  | 10.0 m | 78.5 m² | 3 | 140.1 W/m² | 7.1 m²/kW | [7 empty] | No | [5 empty] | Yes
964 | 964 | 964 | 964 | 964 | 964 | 964 | K.M. Vindmøller T202 Swinger - 11,00 kW - Wind turbine | https://en.wind-turbine-models.com/turbines/986-k.m.-vindm-ller-t202-swinger | 1 | 11.0 kW | - | 3.0 m/s | 12.0 m/s | 13.0 m | 133.0 m² | 2 | 82.7 W/m² | 12.1 m²/kW | [6 empty] | 18.3 m | No | 25.0 m/s |  |  |  |  | Yes |  |  | 56.0 U/min | 38 m/s
965 | 965 | 965 | 965 | 965 | 965 | 965 | Kähler Maschinenbau KANO Rotor - 30,00 kW - Wind turbine | https://en.wind-turbine-models.com/turbines/251-kaehler-maschinenbau-kano-rotor | 1 | 30.0 kW | - | 3.0 m/s | 13.0 m/s | 13.0 m | 132.0 m² | 3 | 227.3 W/m² | 4.4 m²/kW | NACA 44 | 3.0 | 1 | 400.0 V | Thyristor | 50.0 Hz | 30.5 m | No | 22.0 m/s | 60.0 m/s | Wood |  |  | Yes |  |  | 55.0 U/min | 37 m/s | Born Kükels | 1:27 | 1,500.0 U/min | 0.5 t | 3.0 t | 5.3 t | 8.8 t |  |  | 0.1 t
966 | 966 | 966 | 966 | 966 | 966 | 966 | Kaman 40 kW - 40,00 kW - Wind turbine | https://en.wind-turbine-models.com/turbines/520-kaman-40-kw | 1 | 40.0 kW | - |  | 9.0 m/s | 19.5 m | 299.0 m² | 2 | 133.8 W/m² | 7.5 m²/kW | Synchronous | [5 empty] | 23 m | No |  |  | Fiberglas |  | galvanized | Yes |  |  | 69.2 U/min | 71 m/s | Kaman
967 | 967 | 967 | 967 | 967 | 967 | 967 | Karlskronavarvet WTS-3 Maglarp - 3,00 MW - Wind turbine | https://en.wind-turbine-models.com/turbines/1028-karlskronavarvet-wts-3-maglarp | 1 | 3,000.0 kW | - | 6.0 m/s | 14.0 m/s | 78.0 m | 4,778.0 m² | 2 | 627.9 W/m² | 1.6 m²/kW | synchronus |  | 1 |  |  | 50 Hz | 80 m | No | 21.0 m/s |  | GRP- Epoxy | cylindrical | painted | Yes |  |  | 25.0 U/min | 102 m/s | Hamilton Standard | [5 empty] | 2,258.0 t |  | 1982
968 | 968 | 968 | 968 | 968 | 968 | 968 | Kenera maxcap 141 - 2,30 MW - Wind turbine | https://en.wind-turbine-models.com/turbines/2361-kenera-maxcap-141 | 1 | 2,300.0 kW | - |  |  | 141.0 m | 15,614.0 m² | 3 | 147.3 W/m² | 6.8 m²/kW | planetary |  | 1 |  | full inverter IGBT | 50/60 Hz | 110 / 150 m | No |  |  |  | conical | coated | Yes
969 | 969 | 969 | 969 | 969 | 969 | 969 | Kenersys K82 2.0MW - 2,00 MW - Wind turbine | https://en.wind-turbine-models.com/turbines/759-kenersys-k82-2.0mw | 1 | 2,000.0 kW | - | 3.0 m/s | 14.0 m/s | 82.0 m | 5,281.0 m² | 3 | 378.7 W/m² | 2.6 m²/kW | 40 |  | 1 | 600.0 V | IGBT | 50/60 Hz | 80/98 m | No | 25.0 m/s |  | GFRP | conical | painted | Yes |  |  | 17.1 U/min | 73 m/s |  |  | 1,440.0 U/min | 38.0 t | 60.0 t
970 | 970 | 970 | 970 | 970 | 970 | 970 | Kenersys K100 2.5MW - 2,50 MW - Wind turbine | https://en.wind-turbine-models.com/turbines/760-kenersys-k100-2.5mw | 1 | 2,500.0 kW | - | 3.0 m/s | 14.0 m/s | 100.0 m | 7,854.0 m² | 3 | 318.3 W/m² | 3.1 m²/kW | 48.8 |  | 1 | 600.0 V | IGBT | 50/60 Hz | 85/100/135 m | No | 25.0 m/s |  | GFRP | conical | painted | Yes |  |  | 14.1 U/min | 74 m/s |  |  | 1,650.0 U/min | 55.0 t | 90.0 t
971 | 971 | 971 | 971 | 971 | 971 | 971 | Kenersys K110 2.4MW - 2,40 MW - Wind turbine | https://en.wind-turbine-models.com/turbines/35-kenersys-k110-2.4mw | 1 | 2,400.0 kW | - | 3.0 m/s | 12.5 m/s | 109.0 m | 9,331.0 m² | 3 | 257.2 W/m² | 3.9 m²/kW | 53.2 |  | 1 | 600.0 V | IGBT | 50/60 Hz | 95/145 m | No | 20.0 m/s |  | GFRP | conical |  | Yes |  |  | 12.8 U/min | 73 m/s |  |  | 1,500.0 U/min | 62.0 t | 90.0 t
972 | 972 | 972 | 972 | 972 | 972 | 972 | Kenersys K120 2.3MW - 2,30 MW - Wind turbine | https://en.wind-turbine-models.com/turbines/761-kenersys-k120-2.3mw | 1 | 2,300.0 kW | - | 3.0 m/s | 10.0 m/s | 120.0 m | 11,310.0 m² | 3 | 203.4 W/m² | 4.9 m²/kW | 58.7 |  | 1 | 600.0 V | IGBT | 50/60 Hz | 90/145 m | No | 20.0 m/s |  | GFRP | conical | painted | Yes |  |  | 11.9 U/min | 75 m/s |  |  | 1,650.0 U/min | 69.0 t | 94.0 t
973 | 973 | 973 | 973 | 973 | 973 | 973 | Kenetech KVS-33 - 360,00 kW - Wind turbine | https://en.wind-turbine-models.com/turbines/116-kenetech-kvs-33 | 1 | 360.0 kW | - | 4.0 m/s |  | 33.0 m | 855.0 m² | 3 | 421.1 W/m² | 2.4 m²/kW | parallel. 3- stages. double HS axes |  |  | 380.0 V | Squirrel cage asynchronous generator |  | 24 / 30 m | No | 21.0 m/s |  |  |  |  | Yes |  |  | 54.0 U/min | 93 m/s |  | 1:45 |  |  | 10.0 t | 52.0 t |  |  |  | 0.8 t
974 | 974 | 974 | 974 | 974 | 974 | 974 | Kenetech 33 M-VS - 410,00 kW - Wind turbine | https://en.wind-turbine-models.com/turbines/975-kenetech-33-m-vs | 1 | 410.0 kW | - | 4.0 m/s | 14.0 m/s | 33.0 m | 588.0 m² | 3 | 697.3 W/m² | 1.4 m²/kW | NASA LS-1-0417 Modify Airfoil / 16m | 2.0 | 2 | 480.0 V | IGBT | 50/60 Hz | 25/31 m | No | 28.5 m/s | 67.0 m/s | Laminated Fiberglass |  | galvanized | Yes |  |  | 54.0 U/min | 93 m/s |  | 1:45 |  | 4.0 t | 10.0 t | 52.0 t | 66.0 t |  |  | 0.7 t
975 | 975 | 975 | 975 | 975 | 975 | 975 | Kenetech KCS-56 - 100,00 kW - Wind turbine | https://en.wind-turbine-models.com/turbines/316-kenetech-kcs-56 | 1 | 100.0 kW | - | 5.0 m/s | 13.0 m/s | 17.0 m |  | 3 | 0.0 W/m² | 0.0 m²/kW | Tripod | [6 empty] | No | 20.0 m/s | 56.0 m/s |  |  |  | Yes |  |  | 72.0 U/min | 64 m/s
976 | 976 | 976 | 976 | 976 | 976 | 976 | Kessler SPINWIND - 10,00 kW - Wind turbine | https://en.wind-turbine-models.com/turbines/1043-kessler-spinwind | 1 | 10.0 kW | - | 3.0 m/s | 11.5 m/s | 4.7 m | 40.0 m² | 3 | 250.0 W/m² | 4.0 m²/kW | without |  | 1 | 400.0 V | IGBT | 50 Hz | 9.7 m | No | 16.0 m/s | 37.5 m/s | Aluminium | conical | hot dip galvanized | Yes |  | IIIa | 130.0 U/min | 32 m/s | Siemens |  |  | 0.8 t |  | 1.3 t | 2.5 t
977 | 977 | 977 | 977 | 977 | 977 | 977 | Kestrel Ltd. e300i - 1,00 kW - Wind turbine | https://en.wind-turbine-models.com/turbines/2046-kestrel-ltd.-e300i | 1 | 1.0 kW | - | 2.5 m/s | 10.5 m/s | 3.0 m | 7.1 m² | 3 | 140.8 W/m² | 7.1 m²/kW | without gearbox |  | 1 |  | IGBT | 50/60 Hz | 12-18 m | No |  |  | Fiberglass |  |  | Yes | [8 empty] | 0.1 t
978 | 978 | 978 | 978 | 978 | 978 | 978 | Kestrel Ltd. e400nb - 3,50 kW - Wind turbine | https://en.wind-turbine-models.com/turbines/2045-kestrel-ltd.-e400nb | 1 | 3.5 kW | 2.5 - 3.5 kW | 3.3 m/s | 11.0 m/s | 4.0 m | 12.6 m² | 3 | 277.8 W/m² | 3.6 m²/kW | without gearbox |  | 1 |  | IGBT | 50/60 Hz | 12-18 m | No | 70.0 m/s |  | Epoxy Resin Fibreglass | conical | painted | Yes | - | [7 empty] | 0.3 t
979 | 979 | 979 | 979 | 979 | 979 | 979 | Keuka Energy Rim Drive - Wind turbine | https://en.wind-turbine-models.com/turbines/1245-keuka-energy-rim-drive | 1 | - |  | 4.0 m/s |  |  |  |  | 0.0 W/m² | 0.0 m²/kW | direct drive | [6 empty] | No | 20.0 m/s |  |  |  |  | Yes
980 | 980 | 980 | 980 | 980 | 980 | 980 | Kingspan Renewables KW6 - 6,10 kW - Wind turbine | https://en.wind-turbine-models.com/turbines/666-kingspan-renewables-kw6 | 1 | 6.1 kW | - | 3.5 m/s |  | 5.6 m | 24.6 m² | 3 | 248.0 W/m² | 4.0 m²/kW | with out. direct drive |  | 1 | 300.0 V |  |  | 9/11.6/15/20 m | No |  | 70.0 m/s | Glass Thermoplastic Composite | cylindric |  | Yes |  |  | 200.0 U/min | 59 m/s
981 | 981 | 981 | 981 | 981 | 981 | 981 | Kleinwind GmbH SCHACHNER WINDRAD SW1.5 - 1,50 kW - Wind turbine | https://en.wind-turbine-models.com/turbines/2155-kleinwind-gmbh-schachner-windrad-sw1.5 | 1 | 1.5 kW | - | 1.8 m/s | 13.0 m/s | 1.9 m | 2.8 m² | 5 | 535.7 W/m² | 1.9 m²/kW | direct drive |  | 1 | 48.0 V | Inverter | 50/60 Hz | site specific m | Yes | 50.0 m/s |  | glass-fibre | [13 empty] | 0.0 t
982 | 982 | 982 | 982 | 982 | 982 | 982 | Kleinwind GmbH Schachner Windrad SW5 - 5,00 kW - Wind turbine | https://en.wind-turbine-models.com/turbines/2153-kleinwind-gmbh-schachner-windrad-sw5 | 1 | 5.0 kW | - | 2.5 m/s | 11.0 m/s | 5.6 m | 24.6 m² | 3 | 203.3 W/m² | 4.9 m²/kW | direct drive |  | 1 | 400.0 V | Inverter | 50/60 Hz | 8 / 12 / 15 / 20 m | No | 25.0 m/s | 50.0 m/s | Fiberglas | conical |  | Yes |  |  | 240.0 U/min | 70 m/s | [6 empty] | 0.3 t
983 | 983 | 983 | 983 | 983 | 983 | 983 | Kleinwind GmbH Schachner Windrad SW10 - 10,00 kW - Wind turbine | https://en.wind-turbine-models.com/turbines/2154-kleinwind-gmbh-schachner-windrad-sw10 | 1 | 10.0 kW | - | 3.0 m/s | 11.0 m/s | 7.8 m | 47.8 m² | 3 | 209.2 W/m² | 4.8 m²/kW | direct drive |  | 1 | 400.0 V | Inverter | 50/60 Hz | 10 / 12 / 15 m | No | 25.0 m/s | 50.0 m/s | glass-fibre | conical |  | Yes |  |  | 200.0 U/min | 82 m/s | [6 empty] | 0.5 t
984 | 984 | 984 | 984 | 984 | 984 | 984 | KLiUX Geo 1800 - 1,80 kW - Wind turbine | https://en.wind-turbine-models.com/turbines/2385-kliux-geo-1800 | 1 | 1.8 kW | 1.8 - 2.6 kW | 3.5 m/s | - | 2.4 m | 3.5 m² | 9 | 514.3 W/m² | 1.9 m²/kW | permanent magnet |  | 1 | 230.0 V | full inverter IGBT | 50 Hz | 6 / site specific m | No |  |  | expanded polyurethane | cylindrical | coated | Yes |  |  | 70.0 U/min | 9 m/s |  |  |  |  | 0.4 t |  | 0.8 t |  | 2011
985 | 985 | 985 | 985 | 985 | 985 | 985 | Komaihaltec KWT300 - 300,00 kW - Wind turbine | https://en.wind-turbine-models.com/turbines/1878-komaihaltec-kwt300 | 1 | 300.0 kW | - | 3.0 m/s | 11.5 m/s | 33.0 m | 855.0 m² | 3 | 350.9 W/m² | 2.9 m²/kW | 16m |  | 1 | 400.0 V | IGBT | 50/60 Hz | 41.5/43 m | No | 25.0 m/s | 70.0 m/s | GFRP | conical | painted | Yes |  | Ia | 40.5 U/min | 70 m/s |  |  |  | 5.0 t | 18.0 t | 50.0 t | 73.0 t |  | 2006
986 | 986 | 986 | 986 | 986 | 986 | 986 | KONČAR KO - VA 57 / 1 - 1,00 MW - Wind turbine | https://en.wind-turbine-models.com/turbines/480-kon-ar-ko-va-57-1 | 1 | 1,000.0 kW | - | 2.0 m/s | 12.0 m/s | 57.0 m | 2,588.0 m² | 3 | 386.4 W/m² | 2.6 m²/kW | with out. direct drive |  | 1 | 690.0 V | IGBT | 50 Hz | 60 m | No | 27.0 m/s | 59.5 m/s | GFK / Epoxy | conical | painted | Yes |  |  | 27.0 U/min | 81 m/s | KON?AR
987 | 987 | 987 | 987 | 987 | 987 | 987 | KONČAR K80 - 2,50 MW - Wind turbine | https://en.wind-turbine-models.com/turbines/481-kon-ar-k80 | 1 | 2,500.0 kW | - | 2.5 m/s | 12.5 m/s | 91.0 m | 6,526.0 m² | 3 | 383.1 W/m² | 2.6 m²/kW | with out. direct drive |  | 1 | 690.0 V | IGBT | 50 Hz | 80 m | No | 25.0 m/s | 59.5 m/s | GFK / Epoxy | conical | painted | Yes |  |  | 16.0 U/min | 76 m/s
988 | 988 | 988 | 988 | 988 | 988 | 988 | KONČAR K104 - 2,50 kW - Wind turbine | https://en.wind-turbine-models.com/turbines/2384-kon-ar-k104 | 1 | 2.5 kW | - | 2.5 m/s | 11.5 m/s | 103.8 m | 8,495.0 m² | 3 | 0.3 W/m² | 3,398.0 m²/kW | directdrive | [5 empty] | 80 m | No | 25.0 m/s | 59.5 m/s | GFK |  |  | Yes |  |  | 15.0 U/min | 82 m/s
989 | 989 | 989 | 989 | 989 | 989 | 989 | Kongsted Kongsted Møllen - fiberglass blades - 22,00 kW - Wind turbine | https://en.wind-turbine-models.com/turbines/199-kongsted-kongsted-m-llen-fiberglass-blades | 1 | 22.0 kW | - |  |  | 10.0 m | 85.0 m² | 3 | 258.8 W/m² | 3.9 m²/kW | Lattice | [5 empty] | 18.0 m | No |  |  | fiberglass |  |  | Yes
990 | 990 | 990 | 990 | 990 | 990 | 990 | Kongsted Kongsted Møllen - nacelle (fiberglass blades) - 22,00 kW - Wind turbine | https://en.wind-turbine-models.com/turbines/200-kongsted-kongsted-m-llen-nacelle-fiberglass-blades | 1 | 22.0 kW | - |  |  | 10.4 m | 85.0 m² | 3 | 258.8 W/m² | 3.9 m²/kW | [7 empty] | No |  |  | fiberglass |  |  | Yes
991 | 991 | 991 | 991 | 991 | 991 | 991 | Kongsted Kongsted Møllen - nacelle (wood blades) - 22,00 kW - Wind turbine | https://en.wind-turbine-models.com/turbines/198-kongsted-kongsted-m-llen-nacelle-wood-blades | 1 | 22.0 kW | - |  |  | 10.4 m | 85.0 m² | 3 | 258.8 W/m² | 3.9 m²/kW | [7 empty] | No |  |  | wood |  |  | Yes
992 | 992 | 992 | 992 | 992 | 992 | 992 | Kongsted Kongsted Møllen - wood blades - 22,00 kW - Wind turbine | https://en.wind-turbine-models.com/turbines/197-kongsted-kongsted-m-llen-wood-blades | 1 | 22.0 kW | - |  |  | 10.4 m | 85.0 m² | 3 | 258.8 W/m² | 3.9 m²/kW | Lattice | [5 empty] | 18.0 m | No |  |  | wood |  |  | Yes
993 | 993 | 993 | 993 | 993 | 993 | 993 | Kongsted Kongsted Møllen 18kW - 18,00 kW - Wind turbine | https://en.wind-turbine-models.com/turbines/1287-kongsted-kongsted-m-llen-18kw | 1 | 18.0 kW | - |  |  | 11.0 m | 95.0 m² | 3 | 189.5 W/m² | 5.3 m²/kW | lattice | [5 empty] | 19 m | No |  |  | Glassfiber |  |  | Yes
994 | 994 | 994 | 994 | 994 | 994 | 994 | Köster Adler / pumping station Arbshagen - Wind turbine | https://en.wind-turbine-models.com/turbines/841-koester-adler-pumping-station-arbshagen | 1 | - |  |  |  | 7.5 m | 44.0 m² | 6 | 0.0 W/m² | 0.0 m²/kW | Lattice | [5 empty] | 14 m | No |  |  | steel |  | painted | Yes |  |  |  |  | Köster | [7 empty] | 1914
995 | 995 | 995 | 995 | 995 | 995 | 995 | Köster Adler / pumping station Kaiser Wilhelm Koog - Wind turbine | https://en.wind-turbine-models.com/turbines/906-koester-adler-pumping-station-kaiser-wilhelm-koog | 1 | - | [6 empty] | 0.0 W/m² | 0.0 m²/kW | [7 empty] | No | [5 empty] | Yes
996 | 996 | 996 | 996 | 996 | 996 | 996 | Köster Adler / pumping station Lobbe - Wind turbine | https://en.wind-turbine-models.com/turbines/1704-koester-adler-pumping-station-lobbe | 1 | - |  |  |  | 9.9 m | 77.0 m² | 30 | 0.0 W/m² | 0.0 m²/kW | with out. pump for drainage | [5 empty] | 14 m | No |  |  | steel |  | painted | Yes |  |  |  |  | Adler | [7 empty] | 1920
997 | 997 | 997 | 997 | 997 | 997 | 997 | Köster Adler / pumping station Usedom - Wind turbine | https://en.wind-turbine-models.com/turbines/1460-koester-adler-pumping-station-usedom | 1 | - |  |  |  | 8.5 m | 56.7 m² | 27 | 0.0 W/m² | 0.0 m²/kW | [7 empty] | No |  |  | steel |  |  | Yes |  |  |  |  | Köster
998 | 998 | 998 | 998 | 998 | 998 | 998 | Köster Adler 25 - 165,00 kW - Wind turbine | https://en.wind-turbine-models.com/turbines/234-koester-adler-25 | 1 | 165.0 kW | - | 3.4 m/s | 13.5 m/s | 25.0 m | 491.0 m² | 3 | 336.0 W/m² | 3.0 m²/kW | Spur | 2.0 | 1.0 | 400.0 V | Thyristor | 50.0 Hz | 22.7/32 m | No | 20.0 m/s | 60.0 m/s | GFK | cylindric | painted | Yes |  |  | 50.0 U/min | 65 m/s | Pfleiderer | 1:20 | 1,000.0 U/min |  | 8.5 t | 34.0 t | 43.6 t |  |  | 0.4 t
999 | 999 | 999 | 999 | 999 | 999 | 999 | Krampitz KK - 18,00 kW - Wind turbine | https://en.wind-turbine-models.com/turbines/1442-krampitz-kk | 1 | 18.0 kW | - | 3.0 m/s | 10.0 m/s | 9.5 m | 72.0 m² | 18 | 250.0 W/m² | 4.0 m²/kW | spur |  | 1 | 380.0 V | thyristors | 50 Hz | 9 m | No | 25.0 m/s | 50.0 m/s | sheet metal |  | hot dip galvanized | Yes |  |  | 45.0 U/min | 22 m/s | Krampitz | 1:38 | 1,687.0 U/min | 0.9 t | 1.8 t |  |  |  | 1980
1000 | 1000 | 1000 | 1000 | 1000 | 1000 | 1000 | Kramsbjerg Møllen 10 kW - 10,00 kW - Wind turbine | https://en.wind-turbine-models.com/turbines/2174-kramsbjerg-m-llen-10-kw | 1 | 10.0 kW | - |  |  | 8.0 m | 50.0 m² | 3 | 200.0 W/m² | 5.0 m²/kW | planetary |  | 1 |  | thyristors |  | 12 / 18 m | No | 25.0 m/s |  | glass-fibre |  |  | Yes |  |  |  |  | KJ blades | [7 empty] | 1982
1001 | 1001 | 1001 | 1001 | 1001 | 1001 | 1001 | Krasnovsky WIME D-30 - 100,00 kW - Wind turbine | https://en.wind-turbine-models.com/turbines/1035-krasnovsky-wime-d-30 | 1 | 100.0 kW | - | 3.0 m/s | 8.0 m/s | 30.0 m | 707.0 m² | 3 | 141.4 W/m² | 7.1 m²/kW | 11m | 2.0 | 1 | 220.0 V |  |  | 25 m | No | 20.0 m/s |  |  |  |  | Yes |  |  | 30.0 U/min | 47 m/s |  | 1:21 | 650.0 U/min | [5 empty] | 1931
1002 | 1002 | 1002 | 1002 | 1002 | 1002 | 1002 | Krogmann 15-50 - 50,00 kW - Wind turbine | https://en.wind-turbine-models.com/turbines/324-krogmann-15-50 | 1 | 50.0 kW | - | 2.5 m/s | 14.0 m/s | 15.0 m | 177.0 m² | 3 | 282.5 W/m² | 3.5 m²/kW | NLF 516 | 2.0 | 1 | 320.0 V | WR | 50 Hz | 30/37 m | No | 25.0 m/s | 60.0 m/s | CfK / Epoxidharz |  |  | Yes |  |  | 70.0 U/min | 55 m/s | Prince (NL) | 1:23 | 1,500.0 U/min |  | 2.1 t | 25.6 t |  |  |  | 0.1 t
1003 | 1003 | 1003 | 1003 | 1003 | 1003 | 1003 | Kuriant KE 11K - 11,00 kW - Wind turbine | https://en.wind-turbine-models.com/turbines/680-kuriant-ke-11k | 1 | 11.0 kW | - | 4.0 m/s |  | 10.0 m | 79.0 m² | 3 | 139.2 W/m² | 7.2 m²/kW | 5 |  | 2 | 380.0 V | thyristors | 50 Hz | 12/15/18 m | No | 25.0 m/s |  | GFRP |  | hot dip galvanized | Yes |  |  |  |  | Økær Vind Energi
1004 | 1004 | 1004 | 1004 | 1004 | 1004 | 1004 | Kuriant KE 15/4 - 15,00 kW - Wind turbine | https://en.wind-turbine-models.com/turbines/171-kuriant-ke-15-4 | 1 | 15.0 kW | - | 4.0 m/s |  | 10.9 m | 92.0 m² | 3 | 163.0 W/m² | 6.1 m²/kW | 5 m |  | 2 | 380.0 V | thyristors | 50 Hz | 12/15/18 m | No | 25.0 m/s |  | GFRP |  | hot dip galvanized | Yes |  |  |  |  | Økær Vind Energi
1005 | 1005 | 1005 | 1005 | 1005 | 1005 | 1005 | Kuriant KE 18/4EH - 18,00 kW - Wind turbine | https://en.wind-turbine-models.com/turbines/679-kuriant-ke-18-4eh | 1 | 18.0 kW | - | 3.5 m/s | 23.0 m/s | 10.9 m | 93.0 m² | 3 | 193.5 W/m² | 5.2 m²/kW | Økær 5 |  | 2 | 380.0 V | thyristors | 50 Hz | 20 m | No | 25.0 m/s |  | GFRP |  | hot dip galvanized | Yes |  |  | 66.7 U/min | 38 m/s | Økær Vind Energi
1006 | 1006 | 1006 | 1006 | 1006 | 1006 | 1006 | KVA Vind KVA 6-10 - 10,00 kW - Wind turbine | https://en.wind-turbine-models.com/turbines/988-kva-vind-kva-6-10 | 1 | 10.0 kW | - | 3.0 m/s | 10.5 m/s | 7.1 m | 39.6 m² | 3 | 252.5 W/m² | 4.0 m²/kW | with out. direct drive |  | 1 | 400.0 V | IGBT | 50 Hz | 21.5 m | No | 25.0 m/s |  | Glasfiber |  | galvanized | Yes
1007 | 1007 | 1007 | 1007 | 1007 | 1007 | 1007 | KVA Vind KVA Vind 10-15 - 15,00 kW - Wind turbine | https://en.wind-turbine-models.com/turbines/1935-kva-vind-kva-vind-10-15 | 1 | 15.0 kW | 10.0 - 15.0 kW | 3.0 m/s | 8.5 m/s | 9.9 m | 77.0 m² | 3 | 194.8 W/m² | 5.1 m²/kW | 4.95m |  | 1 | 690.0 V |  | 50 Hz |  | No | 25.0 m/s | - | fiberglass |  | hot dip galvanized | Yes
1008 | 1008 | 1008 | 1008 | 1008 | 1008 | 1008 | Kværner Turbin AB Näsudden II - 3,00 MW - Wind turbine | https://en.wind-turbine-models.com/turbines/830-kv-rner-turbin-ab-naesudden-ii | 1 | 3,000.0 kW | - | 6.0 m/s | 14.5 m/s | 80.5 m | 5,093.4 m² | 2 | 589.0 W/m² | 1.7 m²/kW | 38.8 | 2.0 | 1 | 690.0 V | IGBT | 50 Hz | 78 m | No | 25.0 m/s | 75.0 m/s | CRP/GRP epoxy | conical | painted | Yes |  |  | 21.0 U/min | 89 m/s | MBB | 1:73 | 1,542.0 U/min | 41.0 t | 130.8 t | 1,510.0 t | 1,681.8 t | 23.0 t | 1993 | 9.0 t
1009 | 1009 | 1009 | 1009 | 1009 | 1009 | 1009 | Kværner Turbin AB Näsudden I WTS-75 - 2,00 MW - Wind turbine | https://en.wind-turbine-models.com/turbines/1029-kv-rner-turbin-ab-naesudden-i-wts-75 | 1 | 2,000.0 kW | - | 6.0 m/s | 13.0 m/s | 75.0 m | 4,418.0 m² | 2 | 452.7 W/m² | 2.2 m²/kW | Induction |  | 1 |  |  | 50 Hz | 77 m | No | 21.0 m/s |  | GRP- Steel | conical |  | Yes |  |  | 25.0 U/min | 98 m/s | ERNO | [7 empty] | 1982
1010 | 1010 | 1010 | 1010 | 1010 | 1010 | 1010 | Lagerwey LW 10/35 - 35,00 kW - Wind turbine | https://en.wind-turbine-models.com/turbines/407-lagerwey-lw-10-35 | 1 | 35.0 kW | - |  |  | 10.6 m | 88.3 m² | 3 | 396.4 W/m² | 2.5 m²/kW | Spur | [6 empty] | No |  |  | Wood |  |  | Yes |  |  | 66.0 U/min | 37 m/s | Lagerwey
1011 | 1011 | 1011 | 1011 | 1011 | 1011 | 1011 | Lagerwey LW 15/75 - 75,00 kW - Wind turbine | https://en.wind-turbine-models.com/turbines/117-lagerwey-lw-15-75 | 1 | 75.0 kW | - | 3.0 m/s | 12.0 m/s | 15.8 m | 196.1 m² | 2 | 382.5 W/m² | 2.6 m²/kW | 7.5 | 2.0 | 1 | 400.0 V | IGBT | 50 Hz | 24/31/36 m | No | 25.0 m/s | 60.0 m/s |  | cylindric | galvanized | Yes |  |  |  |  | Flender
1012 | 1012 | 1012 | 1012 | 1012 | 1012 | 1012 | Lagerwey LW 18/80 - 80,00 kW - Wind turbine | https://en.wind-turbine-models.com/turbines/79-lagerwey-lw-18-80 | 1 | 80.0 kW | - | 2.8 m/s | 14.0 m/s | 18.0 m | 254.0 m² | 2 | 315.0 W/m² | 3.2 m²/kW | NLF 416 | 2.0 | 1.0 | 400.0 V | WR | 50.0 Hz | 32/40/43/52 m | No | 30.0 m/s | 60.0 m/s | CfK | conical/ cylindrical | painted | Yes |  |  | 120.0 U/min | 113 m/s | Atout Vent | 1:20 | 2,500.0 U/min | 0.9 t | 3.0 t | 52.0 t | 56.0 t |  |  | 0.2 t
1013 | 1013 | 1013 | 1013 | 1013 | 1013 | 1013 | Lagerwey LW 27/250 - 250,00 kW - Wind turbine | https://en.wind-turbine-models.com/turbines/378-lagerwey-lw-27-250 | 1 | 250.0 kW | - | 3.0 m/s | 14.0 m/s | 27.0 m | 572.0 m² | 2 | 437.1 W/m² | 2.3 m²/kW | NLF 416 | 2.0 | 1.0 | 400.0 V | WR | 50.0 Hz | 36/40/50 m | No | 25.0 m/s | 60.0 m/s | CFK | conical | painted | Yes |  |  | 90.0 U/min | 127 m/s | Atout Vent | 1:27 | 1,500.0 U/min | 2.5 t | 7.5 t | 51.0 t | 61.0 t |  |  | 0.3 t
1014 | 1014 | 1014 | 1014 | 1014 | 1014 | 1014 | Lagerwey LW 30/250 - 250,00 kW - Wind turbine | https://en.wind-turbine-models.com/turbines/380-lagerwey-lw-30-250 | 1 | 250.0 kW | - | 3.0 m/s | 13.0 m/s | 30.0 m | 707.0 m² | 2 | 353.6 W/m² | 2.8 m²/kW | Spur | 2.0 | 1.0 | 400.0 V | WR | 50.0 Hz | 40/50 m | No | 25.0 m/s | 60.0 m/s | CFK | conical | painted | Yes |  |  | 70.0 U/min | 110 m/s | Atout Vent | 1:27 | 2,000.0 U/min | 0.5 t | 6.0 t | 51.0 t | 58.0 t |  |  | 0.3 t
1015 | 1015 | 1015 | 1015 | 1015 | 1015 | 1015 | Lagerwey LW 50/750 - 750,00 kW - Wind turbine | https://en.wind-turbine-models.com/turbines/61-lagerwey-lw-50-750 | 1 | 750.0 kW | - | 3.0 m/s | 12.0 m/s | 50.5 m | 2,003.0 m² | 3 | 374.4 W/m² | 2.7 m²/kW | NACA 646 |  | 1.0 | 690.0 V | AC-DC-AC inverter | 50.0 Hz | 50/75 m | No | 25.0 m/s | 60.0 m/s | GFK | conical | multi-coated | Yes |  |  | 32.0 U/min | 85 m/s | Aerpac |  |  | 13.0 t | 38.0 t | 88.0 t | 121.0 t
1016 | 1016 | 1016 | 1016 | 1016 | 1016 | 1016 | Lagerwey LW 52/750 - 750,00 kW - Wind turbine | https://en.wind-turbine-models.com/turbines/51-lagerwey-lw-52-750 | 1 | 750.0 kW | - | 2.5 m/s | 13.0 m/s | 51.5 m | 2,083.0 m² | 3 | 360.1 W/m² | 2.8 m²/kW | Pitch |  | 1.0 |  | Directdrive |  | 35-75 m | No | 25.0 m/s |  |  |  |  | Yes |  |  | 28.0 U/min | 76 m/s
1017 | 1017 | 1017 | 1017 | 1017 | 1017 | 1017 | Lagerwey LW 58/750 - 750,00 kW - Wind turbine | https://en.wind-turbine-models.com/turbines/1349-lagerwey-lw-58-750 | 1 | 750.0 kW | - | 1.0 m/s | 11.0 m/s | 58.0 m | 2,642.0 m² | 3 | 283.9 W/m² | 3.5 m²/kW | DU/FFA W3-210 |  | 1 | 690.0 V | inverters | 50 Hz | 75 m | No | 20.0 m/s |  | glas-fibre reinforced plastic. epoxy resin | conical | painted | Yes |  |  | 21.0 U/min | 64 m/s | ABB
1018 | 1018 | 1018 | 1018 | 1018 | 1018 | 1018 | Lagerwey LW 72/2000 - 2,00 MW - Wind turbine | https://en.wind-turbine-models.com/turbines/423-lagerwey-lw-72-2000 | 1 | 2,000.0 kW | - | 2.0 m/s | 13.0 m/s | 71.2 m | 3,984.0 m² | 3 | 502.0 W/m² | 2.0 m²/kW | NACA 634-632 |  | 1 | 4,000.0 V | IGBT | 50 Hz | 65/80 m | No | 25.0 m/s | 70.0 m/s | GFK / Epoxy | conical | painted | Yes |  |  | 24.0 U/min | 89 m/s | Polymarin |  |  | 29.0 t | 60.5 t | 150.0 t
1019 | 1019 | 1019 | 1019 | 1019 | 1019 | 1019 | Lagerwey L82 2.0 MW - 2,00 MW - Wind turbine | https://en.wind-turbine-models.com/turbines/137-lagerwey-l82-2.0-mw | 1 | 2,000.0 kW | - | 2.7 m/s | 12.5 m/s | 82.5 m | 5,350.0 m² | 3 | 373.8 W/m² | 2.7 m²/kW | 40 |  | 1 | 690.0 V | IGBT | 50 Hz | 90 / 110 m | No | 28.0 m/s |  | Fiberglas/ Epoxy |  | painted | Yes |  |  | 18.5 U/min | 80 m/s | Lagerwey
1020 | 1020 | 1020 | 1020 | 1020 | 1020 | 1020 | Lagerwey L82 2.3 MW - 2,30 MW - Wind turbine | https://en.wind-turbine-models.com/turbines/1451-lagerwey-l82-2.3-mw | 1 | 2,300.0 kW | - | 2.7 m/s |  | 82.0 m | 5,346.0 m² | 3 | 430.2 W/m² | 2.3 m²/kW | 40m |  | 1 |  | inverters | 50 Hz | 59/80/99* m | No | 25.0 m/s |  | Fiberglass / Epoxy | conical | painted | Yes |  | IIa | 17.8 U/min | 76 m/s | Lagerwey
1021 | 1021 | 1021 | 1021 | 1021 | 1021 | 1021 | Lagerwey L93 1.5 MW - 1,50 MW - Wind turbine | https://en.wind-turbine-models.com/turbines/1450-lagerwey-l93-1.5-mw | 1 | 1,500.0 kW | - | 2.3 m/s |  | 93.0 m | 6,810.0 m² | 3 | 220.3 W/m² | 4.5 m²/kW | Direct drive gearless |  | 1 |  | inverters | 50 Hz | 73.5/90 m | No | 28.0 m/s |  | Fiberglass / Epoxy | conical | painted | Yes |  | IIa | 15.6 U/min | 76 m/s | Lagerwey
1022 | 1022 | 1022 | 1022 | 1022 | 1022 | 1022 | Lagerwey L93 2.6 MW - 2,60 MW - Wind turbine | https://en.wind-turbine-models.com/turbines/336-lagerwey-l93-2.6-mw | 1 | 2,600.0 kW | - | 2.3 m/s | 15.0 m/s | 93.0 m | 6,810.0 m² | 3 | 381.8 W/m² | 2.6 m²/kW | with out. direct drive |  | 1 | 690.0 V | IGBT | 50 Hz | 80/90/120 m | No | 28.0 m/s |  | Fiberglas/ Epoxy | conical | painted | Yes |  |  | 15.6 U/min | 76 m/s | Lagerwey
1023 | 1023 | 1023 | 1023 | 1023 | 1023 | 1023 | Lagerwey L100 1.5 MW - 1,50 MW - Wind turbine | https://en.wind-turbine-models.com/turbines/640-lagerwey-l100-1.5-mw | 1 | 1,500.0 kW | - | 2.1 m/s | 10.0 m/s | 100.0 m | 7,854.0 m² | 3 | 191.0 W/m² | 5.2 m²/kW | with out. direct drive |  | 1 | 690.0 V | IGBT | 50 Hz | 90/98/120/135 m | No | 28.0 m/s |  | Fiberglas/ Epoxy | conical | painted | Yes |  |  | 15.3 U/min | 80 m/s | Lagerwey
1024 | 1024 | 1024 | 1024 | 1024 | 1024 | 1024 | Lagerwey L100 2.5 MW - 2,50 MW - Wind turbine | https://en.wind-turbine-models.com/turbines/638-lagerwey-l100-2.5-mw | 1 | 2,500.0 kW | - | 2.5 m/s | 13.0 m/s | 100.0 m | 7,854.0 m² | 3 | 318.3 W/m² | 3.1 m²/kW | with out. direct drive |  | 1.0 | 690.0 V | IGBT | 50.0 Hz | 75/99*/135* m | No | 25.0 m/s |  | Fiberglas/ Epoxy | conical | painted | Yes |  | IIIa | 15.3 U/min | 80 m/s | Lagerwey
1025 | 1025 | 1025 | 1025 | 1025 | 1025 | 1025 | Lagerwey L100 3.0 MW - 3,00 MW - Wind turbine | https://en.wind-turbine-models.com/turbines/639-lagerwey-l100-3.0-mw | 1 | 3,000.0 kW | - | 2.1 m/s | 16.0 m/s | 100.0 m | 7,854.0 m² | 3 | 382.0 W/m² | 2.6 m²/kW | with out. direct drive |  | 1 | 690.0 V | IGBT | 50 Hz | 90/98/120/135 m | No | 28.0 m/s |  | Fiberglas/ Epoxy | conical | painted | Yes |  |  | 15.3 U/min | 80 m/s | Lagerwey
1026 | 1026 | 1026 | 1026 | 1026 | 1026 | 1026 | Lagerwey L132 3.8 MW - 3,80 MW - Wind turbine | https://en.wind-turbine-models.com/turbines/951-lagerwey-l132-3.8-mw | 1 | 3,800.0 kW | - | 2.3 m/s |  | 132.0 m | 13,685.0 m² | 3 | 277.7 W/m² | 3.6 m²/kW | with out. direct drive |  | 1 |  | IGBT |  | 133 m | No | 28.0 m/s |  | Fiberglas/ Epoxy | conical | painted | Yes |  | Ib | 11.8 U/min | 82 m/s | Lagerwey
1027 | 1027 | 1027 | 1027 | 1027 | 1027 | 1027 | Lagerwey L136 4.0 MW - 4,00 MW - Wind turbine | https://en.wind-turbine-models.com/turbines/1452-lagerwey-l136-4.0-mw | 1 | 4,000.0 kW | - | 2.0 m/s |  | 136.0 m | 14,655.0 m² | 3 | 272.9 W/m² | 3.7 m²/kW | Direct drive gearless |  | 1 |  | inverters | 50 Hz | 120/132/166 m | No | 25.0 m/s |  | Glass fibre/Epoxy | conical | painted | Yes |  | IIa |  |  | Lagerwey
1028 | 1028 | 1028 | 1028 | 1028 | 1028 | 1028 | Lagerwey L136 4.5 MW - 4,50 MW - Wind turbine | https://en.wind-turbine-models.com/turbines/1720-lagerwey-l136-4.5-mw | 1 | 4,500.0 kW | - | 2.5 m/s |  | 136.0 m | 14,584.0 m² | 3 | 308.6 W/m² | 3.2 m²/kW | direct drive |  | 1 |  | IGBT |  | 120 / 132 / 144 / 166 m | No | 25.0 m/s | 70.0 m/s | Glass fibre/Epoxy | conical | painted | Yes |  | Ia, S | 11.0 U/min | 78 m/s | Lagerwey
1029 | 1029 | 1029 | 1029 | 1029 | 1029 | 1029 | Lagerwey L147 LP4 - 4,30 MW - Wind turbine | https://en.wind-turbine-models.com/turbines/1903-lagerwey-l147-lp4 | 1 | 4,300.0 kW | - | 2.5 m/s |  | 147.0 m | 16,972.0 m² | 3 | 253.4 W/m² | 3.9 m²/kW | direct drive |  | 1 |  | IGBT | 50/60 Hz | 126 / 155 m | No | 25.0 m/s | 59.5 m/s |  | conical |  | Yes |  | IIa |  |  | Lagerwey | [7 empty] | 2018
1030 | 1030 | 1030 | 1030 | 1030 | 1030 | 1030 | Lagerwey L160 LP4 - 4,00 MW - Wind turbine | https://en.wind-turbine-models.com/turbines/1904-lagerwey-l160-lp4 | 1 | 4,000.0 kW | - | 2.5 m/s |  | 160.0 m | 20,106.0 m² | 3 | 198.9 W/m² | 5.0 m²/kW | direct drive |  | 1 |  | IGBT | 50/60 Hz | 120 / 166 m | No | 25.0 m/s | 52.5 m/s |  | conical |  | Yes |  | IIIa |  |  | Lagerwey | [7 empty] | 2019
1031 | 1031 | 1031 | 1031 | 1031 | 1031 | 1031 | Lahmann + Stampa HaWi 15 - 20,00 kW - Wind turbine | https://en.wind-turbine-models.com/turbines/726-lahmann-stampa-hawi-15 | 1 | 20.0 kW | - | 4.0 m/s | 12.0 m/s | 10.0 m | 78.0 m² | 3 | 256.4 W/m² | 3.9 m²/kW | Lattice | [5 empty] | 20 m | No | 24.0 m/s | 54.0 m/s |  |  |  | Yes |  |  | 70.0 U/min | 37 m/s
1032 | 1032 | 1032 | 1032 | 1032 | 1032 | 1032 | Lanzhou LEC-2.0 MW-WD R93 - 2,00 MW - Wind turbine | https://en.wind-turbine-models.com/turbines/1187-lanzhou-lec-2.0-mw-wd-r93 | 1 | 2,000.0 kW | - | 3.0 m/s | 11.5 m/s | 93.0 m | 6,792.9 m² | 3 | 294.4 W/m² | 3.4 m²/kW | 2-stage with WinDrive | 2.0 | 1 | 690.0 V | converter less | 50 Hz | 80 / 100 m | No | 25.0 m/s |  | GFRP | conical | painted | Yes |  | IIa |  |  | Voith
1033 | 1033 | 1033 | 1033 | 1033 | 1033 | 1033 | Shriram LTW 77 - 1,50 MW - Wind turbine | https://en.wind-turbine-models.com/turbines/464-shriram-ltw-77 | 1 | 1,500.0 kW | - | 2.5 m/s |  | 77.0 m | 4,657.0 m² | 3 | 322.1 W/m² | 3.1 m²/kW | with out. direct drive |  | 1 |  |  |  | 65 m | No | 25.0 m/s |  |  | conical | painted | Yes
1034 | 1034 | 1034 | 1034 | 1034 | 1034 | 1034 | Leitwind LTW42 250 - 250,00 kW - Wind turbine | https://en.wind-turbine-models.com/turbines/1816-leitwind-ltw42-250 | 1 | 250.0 kW | - | 3.0 m/s | 9.0 m/s | 42.0 m | 1,385.0 m² | 3 | 180.5 W/m² | 5.5 m²/kW | direct drive |  | 1 | 400.0 V | IGBT | 50/60 Hz | 29.47 m | No | 25.0 m/s |  | GFRP-EP | conical | painted | Yes |  | IIIa | 29.7 U/min | 65 m/s
1035 | 1035 | 1035 | 1035 | 1035 | 1035 | 1035 | Leitwind LTW62 1200 - 1,20 MW - Wind turbine | https://en.wind-turbine-models.com/turbines/1647-leitwind-ltw62-1200 | 1 | 1,200.0 kW | - | 3.0 m/s | 12.0 m/s | 62.0 m | 3,019.0 m² | 3 | 397.5 W/m² | 2.5 m²/kW | direct drive |  | 1 | 690.0 V | IGBT | 50 Hz | 60 m | No | 25.0 m/s |  | GFRP | conical | painted | Yes |  |  | 25.0 U/min | 81 m/s | LM Glasfiber | [7 empty] | 2003
1036 | 1036 | 1036 | 1036 | 1036 | 1036 | 1036 | Leitwind LTW70 2000 - 2,00 MW - Wind turbine | https://en.wind-turbine-models.com/turbines/621-leitwind-ltw70-2000 | 1 | 2,000.0 kW | - | 3.0 m/s | 14.5 m/s | 70.1 m | 3,859.0 m² | 3 | 518.3 W/m² | 1.9 m²/kW | direct drive |  | 1 | 690.0 V | IGBT | 50 Hz | 60 m | No | 25.0 m/s |  | GFK | conical | painted | Yes |  |  | 20.8 U/min | 76 m/s | Leitner
1037 | 1037 | 1037 | 1037 | 1037 | 1037 | 1037 | Leitwind LTW77 800 - 800,00 kW - Wind turbine | https://en.wind-turbine-models.com/turbines/1648-leitwind-ltw77-800 | 1 | 800.0 kW | - | 3.0 m/s | 11.0 m/s | 76.6 m | 4,608.0 m² | 3 | 173.6 W/m² | 5.8 m²/kW | direct drive |  | 1 | 690.0 V | IGBT | 50 Hz | 61.5/65/80 m | No | 25.0 m/s |  | GFRP | conical | painted | Yes |  | IIa | 18.0 U/min | 72 m/s | Leitner | [7 empty] | 2013
1038 | 1038 | 1038 | 1038 | 1038 | 1038 | 1038 | Leitwind LTW77 850 - 850,00 kW - Wind turbine | https://en.wind-turbine-models.com/turbines/622-leitwind-ltw77-850 | 1 | 850.0 kW | - | 3.0 m/s | 11.0 m/s | 76.6 m | 4,608.0 m² | 3 | 184.5 W/m² | 5.4 m²/kW | direct drive |  | 1 | 690.0 V | IGBT | 50 Hz | 61.5/65/80 m | No | 25.0 m/s |  | GFRP | conical | painted | Yes |  | IIIa | 20.5 U/min | 82 m/s | Leitner | [7 empty] | 2011
1039 | 1039 | 1039 | 1039 | 1039 | 1039 | 1039 | Leitwind LTW77 1000 - 1,00 MW - Wind turbine | https://en.wind-turbine-models.com/turbines/1649-leitwind-ltw77-1000 | 1 | 1,000.0 kW | - | 3.0 m/s | 11.0 m/s | 76.6 m | 4,608.0 m² | 3 | 217.0 W/m² | 4.6 m²/kW | direct drive |  | 1 | 690.0 V | IGBT | 50 Hz | 61.5/65/80 m | No | 25.0 m/s |  | GFRP | conical | painted | Yes |  | IIIa | 18.0 U/min | 72 m/s | Leitwind | [7 empty] | 2010
1040 | 1040 | 1040 | 1040 | 1040 | 1040 | 1040 | Leitwind LTW77 1350 - 1,35 MW - Wind turbine | https://en.wind-turbine-models.com/turbines/1650-leitwind-ltw77-1350 | 1 | 1,350.0 kW | - | 2.5 m/s | 12.0 m/s | 76.6 m | 4,608.0 m² | 3 | 293.0 W/m² | 3.4 m²/kW | direct drive |  | 1 | 690.0 V | IGBT | 50 Hz | 65 m | No | 25.0 m/s |  | GFRP | conical | painted | Yes |  | IIIa | 18.0 U/min | 72 m/s | Leitwind | [7 empty] | 2005
1041 | 1041 | 1041 | 1041 | 1041 | 1041 | 1041 | Leitwind LTW77 1500 - 1,50 MW - Wind turbine | https://en.wind-turbine-models.com/turbines/307-leitwind-ltw77-1500 | 1 | 1,500.0 kW | - | 3.0 m/s | 15.0 m/s | 76.7 m | 4,608.0 m² | 3 | 325.5 W/m² | 3.1 m²/kW | LM |  | 1 | 690.0 V | IGBT | 50 Hz | 61.5/65/80 m | No | 25.0 m/s |  | GFRP | conical | painted | Yes |  | IIa | 17.8 U/min | 71 m/s | LM Glasfiber | [7 empty] | 2007
1042 | 1042 | 1042 | 1042 | 1042 | 1042 | 1042 | Leitwind LTW80 800 - 800,00 kW - Wind turbine | https://en.wind-turbine-models.com/turbines/1652-leitwind-ltw80-800 | 1 | 800.0 kW | - | 3.0 m/s | 10.0 m/s | 80.3 m | 5,064.0 m² | 3 | 158.0 W/m² | 6.3 m²/kW | LS 39.0 |  | 1 | 690.0 V | IGBT | 50/60 Hz | 65/80 m | No | 25.0 m/s |  | GFRP-EP | conical | painted | Yes |  | Ia | 17.5 U/min | 74 m/s | Schütz
1043 | 1043 | 1043 | 1043 | 1043 | 1043 | 1043 | Leitwind LTW80 850 - 850,00 kW - Wind turbine | https://en.wind-turbine-models.com/turbines/623-leitwind-ltw80-850 | 1 | 850.0 kW | - | 3.0 m/s | 10.0 m/s | 80.0 m | 5,064.0 m² | 3 | 167.9 W/m² | 6.0 m²/kW | with out. direct drive |  | 1 | 690.0 V | IGBT | 50 Hz | 65/80 m | No | 25.0 m/s |  | GFK | conical | painted | Yes |  |  | 20.9 U/min | 88 m/s | Leitner
1044 | 1044 | 1044 | 1044 | 1044 | 1044 | 1044 | Leitwind LTW80 1000 - 1,00 MW - Wind turbine | https://en.wind-turbine-models.com/turbines/1651-leitwind-ltw80-1000 | 1 | 1,000.0 kW | - | 3.0 m/s | 11.0 m/s | 80.3 m | 5,064.0 m² | 3 | 197.5 W/m² | 5.1 m²/kW | LS 39.0 |  | 1 | 690.0 V | IGBT | 50/60 Hz | 65/80 m | No | 25.0 m/s |  | GFRP-EP | conical | painted | Yes |  | IIa | 17.5 U/min | 74 m/s | Schütz
1045 | 1045 | 1045 | 1045 | 1045 | 1045 | 1045 | Leitwind LTW80 1500 - 1,50 MW - Wind turbine | https://en.wind-turbine-models.com/turbines/624-leitwind-ltw80-1500 | 1 | 1,500.0 kW | - | 3.0 m/s | 12.0 m/s | 80.3 m | 5,064.0 m² | 3 | 296.2 W/m² | 3.4 m²/kW | LS 39.0 |  | 1 | 690.0 V | IGBT | 50/60 Hz | 60/65/80/100 m | No | 25.0 m/s |  | GFRP-EP | conical | painted | Yes |  | Ia | 17.5 U/min | 74 m/s | Schütz |  | 17.8 U/min | [5 empty] | 2009
1046 | 1046 | 1046 | 1046 | 1046 | 1046 | 1046 | Leitwind LTW80 1650 - 1,65 MW - Wind turbine | https://en.wind-turbine-models.com/turbines/1653-leitwind-ltw80-1650 | 1 | 1,650.0 kW | - | 3.0 m/s | 13.0 m/s | 80.3 m | 5,064.0 m² | 3 | 325.8 W/m² | 3.1 m²/kW | LS 39.0 |  | 1 | 690.0 V | IGBT | 50/60 Hz | 60/65/80 m | No | 25.0 m/s |  | GFRP-EP | conical | painted | Yes |  | IIa | 17.8 U/min | 75 m/s | Schütz
1047 | 1047 | 1047 | 1047 | 1047 | 1047 | 1047 | Leitwind LTW80 1800 - 1,80 MW - Wind turbine | https://en.wind-turbine-models.com/turbines/625-leitwind-ltw80-1800 | 1 | 1,800.0 kW | - | 3.0 m/s | 13.0 m/s | 80.3 m | 5,064.0 m² | 3 | 355.5 W/m² | 2.8 m²/kW | LS 39.0 |  | 1 | 690.0 V | IGBT | 50/60 Hz | 60/65/80 m | No | 25.0 m/s |  | GFRP-EP | conical | painted | Yes |  | IIa | 17.8 U/min | 75 m/s | Schütz
1048 | 1048 | 1048 | 1048 | 1048 | 1048 | 1048 | Leitwind LTW86 1000 - 1,00 MW - Wind turbine | https://en.wind-turbine-models.com/turbines/1654-leitwind-ltw86-1000 | 1 | 1,000.0 kW | - | 3.0 m/s | 11.0 m/s | 86.3 m | 5,849.0 m² | 3 | 171.0 W/m² | 5.8 m²/kW | LM42.1P |  | 1 | 690.0 V | IGBT | 50/60 Hz | 80 / 90 / 97.5 / 100 m | No | 25.0 m/s |  | GFRP-UP | conical | painted | Yes |  | IIIa | 15.0 U/min | 68 m/s | LM Glasfiber
1049 | 1049 | 1049 | 1049 | 1049 | 1049 | 1049 | Leitwind LTW86 1500 - 1,50 MW - Wind turbine | https://en.wind-turbine-models.com/turbines/626-leitwind-ltw86-1500 | 1 | 1,500.0 kW | - | 3.0 m/s | 13.0 m/s | 86.3 m | 5,849.0 m² | 3 | 256.5 W/m² | 3.9 m²/kW | LM42.1P |  | 1 | 690.0 V | IGBT | 50/60 Hz | 80 / 90 / 97.5 / 100 m | No | 20.0 m/s |  | GFRP-UP | conical | painted | Yes |  | IIIa | 15.8 U/min | 71 m/s | LM Glasfiber | [7 empty] | 2010
1050 | 1050 | 1050 | 1050 | 1050 | 1050 | 1050 | Leitwind LTW90 950 - 950,00 kW - Wind turbine | https://en.wind-turbine-models.com/turbines/1817-leitwind-ltw90-950 | 1 | 950.0 kW | - | 3.0 m/s | 9.0 m/s | 90.3 m | 6,404.0 m² | 3 | 148.3 W/m² | 6.7 m²/kW | direct drive |  | 1 | 690.0 V | IGBT | 50/60 Hz | 65 / 80 / 90 / 97.5 / 105 m | No | 25.0 m/s |  | GFRP-EP | conical | painted | Yes |  | IIIa | 15.0 U/min | 71 m/s
1051 | 1051 | 1051 | 1051 | 1051 | 1051 | 1051 | Leitwind LTW90 1000 - 1,00 MW - Wind turbine | https://en.wind-turbine-models.com/turbines/1655-leitwind-ltw90-1000 | 1 | 1,000.0 kW | - | 3.0 m/s | 9.0 m/s | 90.3 m | 6,404.0 m² | 3 | 156.2 W/m² | 6.4 m²/kW | LS44.0 |  | 1 | 690.0 V | IGBT | 50/60 Hz | 65 / 80 / 90 / 97.5 / 105 m | No | 25.0 m/s |  | GFRP-EP | conical | painted | Yes |  | IIIa | 15.0 U/min | 71 m/s | Schütz
1052 | 1052 | 1052 | 1052 | 1052 | 1052 | 1052 | Leitwind LTW90 1500 - 1,50 MW - Wind turbine | https://en.wind-turbine-models.com/turbines/1656-leitwind-ltw90-1500 | 1 | 1,500.0 kW | - | 3.0 m/s | 11.0 m/s | 90.3 m | 6,404.0 m² | 3 | 234.2 W/m² | 4.3 m²/kW | LS44.0 |  | 1 | 690.0 V | IGBT | 50/60 Hz | 65 m / 80 m / 97.5 m | No | 25.0 m/s |  | GFRP-EP | conical | painted | Yes |  | IIIa | 15.0 U/min | 71 m/s | Schütz
1053 | 1053 | 1053 | 1053 | 1053 | 1053 | 1053 | Leitwind LTW90 2000 - 2,00 MW - Wind turbine | https://en.wind-turbine-models.com/turbines/1657-leitwind-ltw90-2000 | 1 | 2,000.0 kW | - | 3.0 m/s | 13.0 m/s | 90.3 m | 6,404.0 m² | 3 | 312.3 W/m² | 3.2 m²/kW | LS44.0 |  | 1 | 690.0 V | IGBT | 50/60 Hz | 65 m / 80 m / 97.5 m | No | 25.0 m/s |  | GFRP-EP | conical | painted | Yes |  | IIIa | 16.0 U/min | 76 m/s | Schütz
1054 | 1054 | 1054 | 1054 | 1054 | 1054 | 1054 | Leitwind LTW93 3000 - 3,00 MW - Wind turbine | https://en.wind-turbine-models.com/turbines/1658-leitwind-ltw93-3000 | 1 | 3,000.0 kW | - | 3.0 m/s | 14.0 m/s | 92.7 m | 6,750.0 m² | 3 | 444.4 W/m² | 2.3 m²/kW | direct drive |  | 1 | 690.0 V | IGBT | 50/60 Hz | 75 / 90 m | No | 25.0 m/s |  | GFRP | conical | painted | Yes |  | Ia | 16.8 U/min | 82 m/s | Leitner
1055 | 1055 | 1055 | 1055 | 1055 | 1055 | 1055 | Leitwind LTW101 2000 - 2,00 MW - Wind turbine | https://en.wind-turbine-models.com/turbines/1133-leitwind-ltw101-2000 | 1 | 2,000.0 kW | - | 3.0 m/s | 11.0 m/s | 101.0 m | 8,012.0 m² | 3 | 249.6 W/m² | 4.0 m²/kW | LM 48.8 P |  | 1 | 690.0 V | IGBT | 50/60 Hz | 80-93.5 m | No | 25.0 m/s |  | GFRP | conical | painted | Yes |  | IIIa | 15.0 U/min | 79 m/s | LM Glasfiber
1056 | 1056 | 1056 | 1056 | 1056 | 1056 | 1056 | Leitwind LTW101 2500 - 2,50 MW - Wind turbine | https://en.wind-turbine-models.com/turbines/1134-leitwind-ltw101-2500 | 1 | 2,500.0 kW | - | 3.0 m/s | 12.0 m/s | 101.0 m | 8,012.0 m² | 3 | 312.0 W/m² | 3.2 m²/kW | LM 48.8 P |  | 1 | 690.0 V | IGBT | 50/60 Hz | 80-93.5 m | No | 25.0 m/s |  | GFRP | conical | painted | Yes |  | IIIa | 14.4 U/min | 76 m/s | LM Glasfiber
1057 | 1057 | 1057 | 1057 | 1057 | 1057 | 1057 | Leitwind LTW101 3000 - 3,00 MW - Wind turbine | https://en.wind-turbine-models.com/turbines/620-leitwind-ltw101-3000 | 1 | 3,000.0 kW | - | 3.0 m/s | 15.0 m/s | 101.0 m | 8,012.0 m² | 3 | 374.4 W/m² | 2.7 m²/kW | LM 48.8 P |  | 1 | 690.0 V | IGBT | 50/60 Hz | 93.5-143 m | No | 25.0 m/s |  | GFRP | conical | painted | Yes |  | IIa | 14.4 U/min | 76 m/s | LM Glasfiber | [7 empty] | 2013
1058 | 1058 | 1058 | 1058 | 1058 | 1058 | 1058 | Leitwind LTW104 2000 - 2,00 MW - Wind turbine | https://en.wind-turbine-models.com/turbines/627-leitwind-ltw104-2000 | 1 | 2,000.0 kW | - | 3.0 m/s | 10.0 m/s | 104.1 m | 8,495.0 m² | 3 | 235.4 W/m² | 4.2 m²/kW | with out. direct drive |  | 1 | 690.0 V | IGBT | 50 Hz | 95/143 m | No | 25.0 m/s |  | GFRP | conical | painted | Yes |  | IIIa | 14.8 U/min | 81 m/s | Leitner
1059 | 1059 | 1059 | 1059 | 1059 | 1059 | 1059 | Leitwind LTW104 2500 - 2,50 MW - Wind turbine | https://en.wind-turbine-models.com/turbines/628-leitwind-ltw104-2500 | 1 | 2,500.0 kW | - | 3.0 m/s | 11.0 m/s | 104.1 m | 8,495.0 m² | 3 | 294.3 W/m² | 3.4 m²/kW | with out. direct drive |  | 1 | 690.0 V | IGBT | 50 Hz | 95/143 m | No | 25.0 m/s |  | GFRP | conical | painted | Yes |  | IIIa | 14.8 U/min | 81 m/s | Leitner
1060 | 1060 | 1060 | 1060 | 1060 | 1060 | 1060 | Lykkegaard 4-vingede klapsejler - Wind turbine | https://en.wind-turbine-models.com/turbines/1471-lykkegaard-4-vingede-klapsejler | 1 | - | [6 empty] | 0.0 W/m² | 0.0 m²/kW | [7 empty] | No | [5 empty] | Yes
1061 | 1061 | 1061 | 1061 | 1061 | 1061 | 1061 | LMW 10/7 - 10,00 kW - Wind turbine | https://en.wind-turbine-models.com/turbines/2175-lmw-10-7 | 1 | 10.0 kW | - | 3.1 m/s | 12.0 m/s | 7.0 m | 38.0 m² | 3 | 263.2 W/m² | 3.8 m²/kW |  |  |  | 220.0 V |  |  | 18 - 40 m | No | 54.0 m/s |  |  |  |  | Yes | [12 empty] | 1994
1062 | 1062 | 1062 | 1062 | 1062 | 1062 | 1062 | LuvSide Double-Helix 0.5 Marina - 0,50 kW - Wind turbine | https://en.wind-turbine-models.com/turbines/2521-luvside-double-helix-0.5-marina | 1 | 0.5 kW | - | 3.0 m/s |  | 1.4 m | 1.4 m² | 4 | 357.1 W/m² | 2.8 m²/kW | direct drive |  | 1 | 48.0 V | Charge Controller | 50/60 Hz | 1 m | Yes | 25.0 m/s | 50.0 m/s | Glassfiber-reinforced plastic (GRP) | cylindrical | galvanized |  |  |  | 130.0 U/min | 10 m/s
1063 | 1063 | 1063 | 1063 | 1063 | 1063 | 1063 | LuvSide LS Doppel Helix 1.0 - 1,00 kW - Wind turbine | https://en.wind-turbine-models.com/turbines/2522-luvside-ls-doppel-helix-1.0 | 1 | 1.0 kW | - | 4.0 m/s | 15.0 m/s | 1.4 m | 4.2 m² | 12 | 238.1 W/m² | 4.2 m²/kW | direct drive |  | 1 | 130.0 V | Charge Controller | 50/60 Hz | 3 m | Yes |  | 50.0 m/s | Glassfiber-reinforced plastic (GRP) | cylindrical | galvanized |  |  |  | 140.0 U/min | 10 m/s |  |  | 130.0 U/min |  |  |  | 0.5 t
1064 | 1064 | 1064 | 1064 | 1064 | 1064 | 1064 | LuvSide LS Doppel Helix 1,5 - 1,50 kW - Wind turbine | https://en.wind-turbine-models.com/turbines/2518-luvside-ls-doppel-helix-1-5 | 1 | 1.5 kW | 1.5 - 3.0 kW | 3.0 m/s | 15.0 m/s | 1.4 m | 5.6 m² | 16 | 267.9 W/m² | 3.7 m²/kW | direct drive |  |  |  | Charge Controller | 50/60 Hz | 4 m | Yes | 23.0 m/s | - | Glassfiber-reinforced plastic (GRP) | conical | galvanized |  |  |  | 140.0 U/min | 10 m/s | [6 empty] | 0.6 t |  | 2019
1065 | 1065 | 1065 | 1065 | 1065 | 1065 | 1065 | LuvSide Helix 3.0 - 3,00 kW - Wind turbine | https://en.wind-turbine-models.com/turbines/2519-luvside-helix-3.0 | 1 | 3.0 kW | 3.0 - 5.0 kW | 4.0 m/s | 16.0 m/s | 2.2 m | 8.8 m² | 6 | 340.9 W/m² | 2.9 m²/kW | direct drive |  |  |  | Charge Controller | 50/60 Hz | 4.4 / 9 m | Yes | 20.0 m/s | 50.0 m/s | Glassfiber-reinforced plastic (GRP) | cylindrical | galvanized |  | - |  | 140.0 U/min | 16 m/s |  |  |  | 0.3 t |  |  | 0.6 t
1066 | 1066 | 1066 | 1066 | 1066 | 1066 | 1066 | LuvSide HuraKan 8.0 - 8,00 kW - Wind turbine | https://en.wind-turbine-models.com/turbines/2523-luvside-hurakan-8.0 | 1 | 8.0 kW | - | 3.0 m/s | 11.0 m/s | 6.0 m | 28.0 m² | 3 | 285.7 W/m² | 3.5 m²/kW | 2.6m blade |  | 1 | 400.0 V | Charge Controller | 50/60 Hz | 12 - 22 m | Yes |  | 50.0 m/s | Glassfiber-reinforced plastic (GRP) | cylindrical | galvanized |  |  |  | 260.0 U/min | 82 m/s | [6 empty] | 0.5 t
1067 | 1067 | 1067 | 1067 | 1067 | 1067 | 1067 | M.Torres TWT 1.5-70 - 1,50 MW - Wind turbine | https://en.wind-turbine-models.com/turbines/808-m.torres-twt-1.5-70 | 1 | 1,500.0 kW | - | 3.0 m/s | 11.0 m/s | 70.0 m | 3,870.0 m² | 3 | 387.6 W/m² | 2.6 m²/kW | with out. direct drive |  | 1 | 690.0 V | IGBT | 50 Hz | 60 m | No | 25.0 m/s | 59.5 m/s | GFRP | conical | painted | Yes |  |  | 17.0 U/min | 62 m/s | M.Torres |  |  |  | 70.0 t
1068 | 1068 | 1068 | 1068 | 1068 | 1068 | 1068 | 503 Service Unavailable | https://en.wind-turbine-models.com/turbines/801-m.torres-twt-1.5-72 | 1 | 1,500.0 kW | - | 3.0 m/s | 11.5 m/s | 72.0 m | 4,072.0 m² | 3 | 368.4 W/m² | 2.7 m²/kW | with out. direct drive |  | 1 | 650.0 V | IGBT | 50 Hz | 60 m | No | 25.0 m/s | 70.0 m/s | GFRP | conical | painted | Yes |  |  | 20.0 U/min | 75 m/s | M.Torres |  |  |  | 70.0 t
1069 | 1069 | 1069 | 1069 | 1069 | 1069 | 1069 | M.Torres TWT 1.5-77 - 1,50 MW - Wind turbine | https://en.wind-turbine-models.com/turbines/809-m.torres-twt-1.5-77 | 1 | 1,500.0 kW | - | 3.0 m/s | 10.5 m/s | 77.0 m | 4,630.0 m² | 3 | 324.0 W/m² | 3.1 m²/kW | with out. direct drive |  | 1 | 690.0 V | IGBT | 50 Hz | 60/71/80 m | No | 25.0 m/s | 52.5 m/s | GFRP | conical | painted | Yes |  |  | 17.0 U/min | 69 m/s | M.Torres |  |  |  | 70.0 t
1070 | 1070 | 1070 | 1070 | 1070 | 1070 | 1070 | M.Torres TWT 1.65-70 - 1,65 MW - Wind turbine | https://en.wind-turbine-models.com/turbines/802-m.torres-twt-1.65-70 | 1 | 1,650.0 kW | - | 3.0 m/s | 16.0 m/s | 70.0 m | 3,870.0 m² | 3 | 426.4 W/m² | 2.3 m²/kW | with out. direct drive |  | 1 | 690.0 V | IGBT | 50 Hz | 71 m | No | 25.0 m/s | 70.0 m/s | GFRP | conical | painted | Yes |  |  | 17.0 U/min | 62 m/s | M.Torres
1071 | 1071 | 1071 | 1071 | 1071 | 1071 | 1071 | M.Torres TWT 1.65-77 - 1,65 MW - Wind turbine | https://en.wind-turbine-models.com/turbines/803-m.torres-twt-1.65-77 | 1 | 1,650.0 kW | - | 3.0 m/s | 16.0 m/s | 77.0 m | 4,630.0 m² | 3 | 356.4 W/m² | 2.8 m²/kW | with out. direct drive |  | 1 | 690.0 V | IGBT | 50 Hz | 71/81 m | No | 25.0 m/s | 59.5 m/s | GFRP | conical | painted | Yes |  |  | 20.0 U/min | 81 m/s | M.Torres
1072 | 1072 | 1072 | 1072 | 1072 | 1072 | 1072 | M.Torres TWT 1.65-82 - 1,65 MW - Wind turbine | https://en.wind-turbine-models.com/turbines/804-m.torres-twt-1.65-82 | 1 | 1,650.0 kW | - | 3.0 m/s | 15.0 m/s | 82.0 m | 5,365.0 m² | 3 | 307.5 W/m² | 3.3 m²/kW | with out. direct drive |  | 1 | 690.0 V | IGBT | 50 Hz | 71/81 m | No | 25.0 m/s | 52.5 m/s | GFRP | conical | painted | Yes |  |  | 18.0 U/min | 77 m/s | M.Torres
1073 | 1073 | 1073 | 1073 | 1073 | 1073 | 1073 | M.Torres TWT 2.5-90 - 2,50 MW - Wind turbine | https://en.wind-turbine-models.com/turbines/805-m.torres-twt-2.5-90 | 1 | 2,500.0 kW | - | 3.0 m/s | 16.0 m/s | 90.0 m | 6,362.0 m² | 3 | 393.0 W/m² | 2.5 m²/kW | with out. direct drive |  | 1 | 690.0 V | IGBT | 50 Hz | 103 m | No | 25.0 m/s |  | GFRP | conical | painted | Yes |  |  | 17.0 U/min | 80 m/s | M.Torres
1074 | 1074 | 1074 | 1074 | 1074 | 1074 | 1074 | M.Torres TWT 2.5-100 - 2,50 MW - Wind turbine | https://en.wind-turbine-models.com/turbines/806-m.torres-twt-2.5-100 | 1 | 2,500.0 kW | - | 3.0 m/s | 15.0 m/s | 100.0 m | 7,854.0 m² | 3 | 318.3 W/m² | 3.1 m²/kW | with out. direct drive |  | 1 | 690.0 V | IGBT | 50 Hz | 103 m | No | 25.0 m/s |  | GFRP | conical | painted | Yes |  |  | 17.0 U/min | 89 m/s | M.Torres
1075 | 1075 | 1075 | 1075 | 1075 | 1075 | 1075 | M.Torres TWT 2.5-109 - 2,50 MW - Wind turbine | https://en.wind-turbine-models.com/turbines/807-m.torres-twt-2.5-109 | 1 | 2,500.0 kW | - | 3.0 m/s | 14.0 m/s | 109.0 m | 9,314.0 m² | 3 | 268.4 W/m² | 3.7 m²/kW | with out. direct drive |  | 1 | 690.0 V | IGBT | 50 Hz | 103 m | No | 20.0 m/s |  | GFRP | conical | painted | Yes |  |  | 17.0 U/min | 97 m/s | M.Torres
1076 | 1076 | 1076 | 1076 | 1076 | 1076 | 1076 | Made - Endesa AE-20 - 150,00 kW - Wind turbine | https://en.wind-turbine-models.com/turbines/973-made-endesa-ae-20 | 1 | 150.0 kW | - | 3.0 m/s | 14.0 m/s | 20.0 m | 314.0 m² | 3 | 477.7 W/m² | 2.1 m²/kW | Spur | 2.0 | 1 | 400.0 V | Thyristor | 50 Hz | 21/28 m | No | 25.0 m/s |  |  | conical | painted | Yes |  |  | 46.0 U/min | 48 m/s |  | 1:22 | 1,000.0 U/min |  | 8.1 t | 12.3 t | 20.4 t
1077 | 1077 | 1077 | 1077 | 1077 | 1077 | 1077 | Made - Endesa AE-20 Prototype - 150,00 kW - Wind turbine | https://en.wind-turbine-models.com/turbines/586-made-endesa-ae-20-prototype | 1 | 150.0 kW | - | 3.0 m/s | 14.0 m/s | 20.0 m | 314.0 m² | 3 | 477.7 W/m² | 2.1 m²/kW | Spur | 2.0 | 1 | 400.0 V | Thyristor | 50 Hz | 21 m | No | 25.0 m/s |  |  | conical | painted | Yes |  |  | 46.0 U/min | 48 m/s |  | 1:22 | 1,000.0 U/min |  | 8.1 t | 12.3 t | 20.4 t
1078 | 1078 | 1078 | 1078 | 1078 | 1078 | 1078 | Made - Endesa AE-23 - 180,00 kW - Wind turbine | https://en.wind-turbine-models.com/turbines/573-made-endesa-ae-23 | 1 | 180.0 kW | - | 3.5 m/s | 14.0 m/s | 23.0 m | 415.0 m² | 3 | 433.7 W/m² | 2.3 m²/kW | Spur |  |  | 380.0 V | Thyristor | 50 Hz | 28 m | No | 28.0 m/s |  | GFRP | conical | painted | Yes |  |  | 43.0 U/min | 52 m/s |  |  |  |  | 11.0 t | 12.3 t | 23.3 t
1079 | 1079 | 1079 | 1079 | 1079 | 1079 | 1079 | Made - Endesa GESA-30 - 30,00 kW - Wind turbine | https://en.wind-turbine-models.com/turbines/960-made-endesa-gesa-30 | 1 | 30.0 kW | - | [5 empty] | 0.0 W/m² | 0.0 m²/kW | [7 empty] | No | [5 empty] | Yes
1080 | 1080 | 1080 | 1080 | 1080 | 1080 | 1080 | Made - Endesa AE-30 - 330,00 kW - Wind turbine | https://en.wind-turbine-models.com/turbines/574-made-endesa-ae-30 | 1 | 330.0 kW | - | 4.0 m/s | 14.0 m/s | 30.4 m | 726.0 m² | 3 | 454.5 W/m² | 2.2 m²/kW | LM 14.4 | 3.0 | 1 | 660.0 V | thyristors | 50 Hz | 30 m | No | 28.0 m/s |  | GFRP | conical | painted | Yes |  |  | 34.0 U/min | 54 m/s | LM Glasfiber A/S | 1:44 | 1,508.0 U/min |  | 10.8 t | 18.5 t | 38.0 t |  |  | 1.2 t
1081 | 1081 | 1081 | 1081 | 1081 | 1081 | 1081 | Made - Endesa AE-32 - 330,00 kW - Wind turbine | https://en.wind-turbine-models.com/turbines/575-made-endesa-ae-32 | 1 | 330.0 kW | - | 3.0 m/s | 12.5 m/s | 32.0 m | 804.0 m² | 3 | 410.4 W/m² | 2.4 m²/kW | Spur | [5 empty] | 30 m | No | 25.0 m/s |  |  | conical | painted | Yes
1082 | 1082 | 1082 | 1082 | 1082 | 1082 | 1082 | Made - Endesa AE-45 - 600,00 kW - Wind turbine | https://en.wind-turbine-models.com/turbines/576-made-endesa-ae-45 | 1 | 600.0 kW | - | 3.0 m/s | 13.5 m/s | 45.0 m | 1,590.0 m² | 3 | 377.4 W/m² | 2.7 m²/kW | LM 21 | 3.0 | 1 | 690.0 V | Thyristor | 50 Hz | 44 m | No | 25.0 m/s |  | GFRP | conical | painted | Yes |  |  | 26.5 U/min | 62 m/s | LM Glasfieber | 1:57 | 1,500.0 U/min | 12.0 t | 25.0 t | 40.0 t | 77.0 t
1083 | 1083 | 1083 | 1083 | 1083 | 1083 | 1083 | Made - Endesa AE-46/I - 660,00 kW - Wind turbine | https://en.wind-turbine-models.com/turbines/577-made-endesa-ae-46-i | 1 | 660.0 kW | - | 3.0 m/s | 12.5 m/s | 46.0 m | 1,662.0 m² | 3 | 397.1 W/m² | 2.5 m²/kW | LM 21 | 3.0 | 1.0 | 690.0 V | Thyristor | 50.0 Hz | 43.5 m | No | 25.0 m/s |  | GFRP | conical | painted | Yes |  |  | 25.5 U/min | 61 m/s | LM Glasfieber | 1:60 | 1,517.0 U/min | 12.0 t | 25.0 t | 40.0 t | 77.0 t
1084 | 1084 | 1084 | 1084 | 1084 | 1084 | 1084 | Made - Endesa AE-52 - 800,00 kW - Wind turbine | https://en.wind-turbine-models.com/turbines/579-made-endesa-ae-52 | 1 | 800.0 kW | - | 3.5 m/s | 12.0 m/s | 52.0 m | 2,123.7 m² | 3 | 376.7 W/m² | 2.7 m²/kW | LM 25.1 P | 3.0 | 1 | 1,000.0 V | IGBT | 50 Hz | 50/60 m | No | 25.0 m/s |  | GFRP | conical | painted | Yes |  |  | 25.7 U/min | 70 m/s | LM Glasfieber | 1:58 | 1,500.0 U/min | 15.5 t | 28.2 t
1085 | 1085 | 1085 | 1085 | 1085 | 1085 | 1085 | Made - Endesa AE-52 Prototype - 800,00 kW - Wind turbine | https://en.wind-turbine-models.com/turbines/972-made-endesa-ae-52-prototype | 1 | 800.0 kW | - | 3.5 m/s | 12.0 m/s | 52.0 m | 2,123.0 m² | 3 | 376.8 W/m² | 2.7 m²/kW | LM 25.1 P | 3.0 | 1 | 1,000.0 V | IGBT | 50 Hz | 50 m | No | 25.0 m/s |  | GFRP | conical | painted | Yes |  |  | 25.7 U/min | 70 m/s | LM Glasfieber | 1:58 | 1,500.0 U/min
1086 | 1086 | 1086 | 1086 | 1086 | 1086 | 1086 | Made - Endesa AE-56 - 800,00 kW - Wind turbine | https://en.wind-turbine-models.com/turbines/580-made-endesa-ae-56 | 1 | 800.0 kW | - | 3.3 m/s | 11.5 m/s | 56.0 m | 2,463.0 m² | 3 | 324.8 W/m² | 3.1 m²/kW | LM 27.1 P | 2.0 | 1 | 1,000.0 V | IGCT | 50 Hz | 50/60 m | No | 25.0 m/s |  | GFRP | conical | painted | Yes |  |  | 23.8 U/min | 70 m/s | LM Glasfieber | 1:63 | 1,500.0 U/min | 15.2 t | 29.0 t
1087 | 1087 | 1087 | 1087 | 1087 | 1087 | 1087 | Made - Endesa AE-59 - 800,00 kW - Wind turbine | https://en.wind-turbine-models.com/turbines/581-made-endesa-ae-59 | 1 | 800.0 kW | - | 3.0 m/s | 11.0 m/s | 59.0 m | 2,734.0 m² | 3 | 292.6 W/m² | 3.4 m²/kW | LM 28.6 P | 3.0 | 1 | 1,000.0 V | IGCT | 50 Hz | 50/60 m | No | 25.0 m/s |  | GFRP | conical | painted | Yes |  |  | 22.6 U/min | 70 m/s | LM Glasfieber | 1:66 | 1,500.0 U/min | 15.7 t | 29.5 t
1088 | 1088 | 1088 | 1088 | 1088 | 1088 | 1088 | Made - Endesa AE-61 - 1,32 MW - Wind turbine | https://en.wind-turbine-models.com/turbines/584-made-endesa-ae-61 | 1 | 1,320.0 kW | - | 4.0 m/s | 15.0 m/s | 61.0 m | 2,923.0 m² | 3 | 451.6 W/m² | 2.2 m²/kW | LM 29.1 | 3.0 | 1 | 690.0 V | Thyristor | 50 Hz | 58.5 m | No | 25.0 m/s |  | GFRP | conical | painted | Yes |  |  | 18.8 U/min | 60 m/s | LM Glasfieber | 1:81 | 1,520.0 U/min | 23.0 t | 49.0 t | 89.5 t | 161.5 t
1089 | 1089 | 1089 | 1089 | 1089 | 1089 | 1089 | Made - Endesa AE-61/1.100 - 1,10 MW - Wind turbine | https://en.wind-turbine-models.com/turbines/970-made-endesa-ae-61-1.100 | 1 | 1,100.0 kW | - | 4.0 m/s | 15.0 m/s | 61.0 m | 2,923.0 m² | 3 | 376.3 W/m² | 2.7 m²/kW | LM29.1 | 3.0 | 1 | 690.0 V | Thyristor | 50 Hz | 58 m | No | 25.0 m/s |  | GFRP | conical | painted | Yes |  |  | 18.8 U/min | 60 m/s | LM Glasfieber | 1:81 | 1,500.0 U/min
1090 | 1090 | 1090 | 1090 | 1090 | 1090 | 1090 | Made - Endesa GESA-110 - 110,00 kW - Wind turbine | https://en.wind-turbine-models.com/turbines/959-made-endesa-gesa-110 | 1 | 110.0 kW | - | [5 empty] | 0.0 W/m² | 0.0 m²/kW | Steel tube | [6 empty] | No | [5 empty] | Yes
1091 | 1091 | 1091 | 1091 | 1091 | 1091 | 1091 | MAN Aeroman div. - 11,00 kW - Wind turbine | https://en.wind-turbine-models.com/turbines/309-man-aeroman-div. | 1 | 11.0 kW | - | 3.5 m/s | 8.5 m/s | 11.0 m | 95.0 m² | 2 | 115.8 W/m² | 8.6 m²/kW | Stahlrohr/Gittermast | 2.0 | [5 empty] | No | 24.0 m/s | 50.0 m/s | GFK | Konisch |  | Yes |  |  | 100.0 U/min | 58 m/s |  | 1:15
1092 | 1092 | 1092 | 1092 | 1092 | 1092 | 1092 | MAN GROWIAN - 3,00 MW - Wind turbine | https://en.wind-turbine-models.com/turbines/100-man-growian | 1 | 3,000.0 kW | - | 5.4 m/s | 12.0 m/s | 100.4 m | 7,854.0 m² | 2 | 382.0 W/m² | 2.6 m²/kW | spur/planetary | 3.0 | 1.0 |  | inverters | 50.0 Hz | 100.0 m | No | 24.0 m/s | 60.0 m/s | steel with GFRP | cylindrical | painted | Yes |  |  | 18.5 U/min | 97 m/s | MAN | 1:81 | 1,500.0 U/min |  | 340.0 t |  |  |  | 1983 | 23.0 t
1093 | 1093 | 1093 | 1093 | 1093 | 1093 | 1093 | MAN Aeroman 11/11 - 11,00 kW - Wind turbine | https://en.wind-turbine-models.com/turbines/1412-man-aeroman-11-11 | 1 | 11.0 kW | - | 3.8 m/s | 8.5 m/s | 11.6 m | 105.7 m² | 2 | 104.1 W/m² | 9.6 m²/kW | NACA 4415-4424 | 2.0 | 1 | 380.0 V |  | 50 Hz | 10 m | No | 24.0 m/s | 50.0 m/s | GFK |  | painted / hot dip galvanized | Yes |  |  | 77.0 U/min | 47 m/s | Schorch | 1:20 | 1,500.0 U/min |  | 0.9 t | 1.0 t | 2.0 t |  |  | 0.1 t
1094 | 1094 | 1094 | 1094 | 1094 | 1094 | 1094 | MAN Aeroman 11/20 - 20,00 kW - Wind turbine | https://en.wind-turbine-models.com/turbines/962-man-aeroman-11-20 | 1 | 20.0 kW | - |  |  | 11.0 m | 95.0 m² | 2 | 210.5 W/m² | 4.8 m²/kW | [7 empty] | No | [5 empty] | Yes
1095 | 1095 | 1095 | 1095 | 1095 | 1095 | 1095 | MAN Aeroman 12.5 - 40,00 kW - Wind turbine | https://en.wind-turbine-models.com/turbines/594-man-aeroman-12.5 | 1 | 40.0 kW | - | 3.5 m/s | 11.2 m/s | 12.5 m | 123.0 m² | 2 | 325.2 W/m² | 3.1 m²/kW | Steel tube |  |  | 480.0 V |  | 60 Hz | 15.2 m | No | 26.8 m/s |  |  | conical | galvanized | Yes
1096 | 1096 | 1096 | 1096 | 1096 | 1096 | 1096 | MAN Aeroman 14.8 - 33,00 kW - Wind turbine | https://en.wind-turbine-models.com/turbines/692-man-aeroman-14.8 | 1 | 33.0 kW | 33.0 - 40.0 kW | 3.8 m/s | 11.0 m/s | 14.8 m | 172.0 m² | 2 | 191.9 W/m² | 5.2 m²/kW | NACA 4415-4424 |  | 1 | 400.0 V |  | 50/60 Hz | 15 / 16 / 22 / 23 / 31 / 32 m | No | 25.0 m/s | 55.0 m/s | GFK | conical | coated | Yes | - |  | 100.0 U/min | 77 m/s |  |  | 1,944.0 U/min |  | 1.6 t | 10.5 t | 12.2 t |  |  | 0.2 t
1097 | 1097 | 1097 | 1097 | 1097 | 1097 | 1097 | MAN WKA-60 (GROWIAN II) - 1,20 MW - Wind turbine | https://en.wind-turbine-models.com/turbines/182-man-wka-60-growian-ii | 1 | 1,200.0 kW | - | 6.0 m/s | 12.2 m/s | 60.0 m | 2,827.0 m² | 3 | 424.5 W/m² | 2.4 m²/kW | NACA-44 | 3.0 | 1.0 | 776.0 V | IGBT | 50.0 Hz | 50.0 m | No | 24.0 m/s | 64.0 m/s | GFRP | conical/cylindrical |  | Yes |  |  | 23.0 U/min | 72 m/s | Vestas DK | 1:58 | 1,460.0 U/min |  | 207.0 t | 490.0 t | 657.0 t |  | 1992 | 8.6 t
1098 | 1098 | 1098 | 1098 | 1098 | 1098 | 1098 | Mapna 2.5 MW - 2,50 MW - Wind turbine | https://en.wind-turbine-models.com/turbines/1021-mapna-2.5-mw | 1 | 2,500.0 kW | - | 3.5 m/s | 12.0 m/s | 104.0 m | 8,495.0 m² | 3 | 294.3 W/m² | 3.4 m²/kW | spur/planetary | 3.0 | 1.0 | 690.0 V | IGBT |  | 85.0 m | No | 25.0 m/s | 52.5 m/s |  | conical | painted | Yes |  |  | 17.1 U/min | 93 m/s |  | 1:80 | 1,310.0 U/min | 52.0 t | 96.0 t | 170.0 t | 318.0 t
1099 | 1099 | 1099 | 1099 | 1099 | 1099 | 1099 | Markham VS 45 - 600,00 kW - Wind turbine | https://en.wind-turbine-models.com/turbines/386-markham-vs-45 | 1 | 600.0 kW | - | 3.5 m/s | 11.5 m/s | 45.9 m | 1,655.0 m² | 3 | 362.5 W/m² | 2.8 m²/kW | WWK 23 | 3.0 | 1.0 | 690.0 V | IGBT Converter | 50.0 Hz | 51.5 / 61.5 m | No | 35.0 m/s | 70.0 m/s | GFK | conical | painted | Yes |  |  | 32.0 U/min | 77 m/s | Aeroconstruct | 1:38 | 1,200.0 U/min |  | 22.5 t | 70.0 t | 100.0 t |  |  | 1.6 t
1100 | 1100 | 1100 | 1100 | 1100 | 1100 | 1100 | Marlec Rutland WG910 - 0,05 kW - Wind turbine | https://en.wind-turbine-models.com/turbines/1055-marlec-rutland-wg910 | 1 | 0.1 kW | - | 1.8 m/s | 9.8 m/s | 0.9 m | 0.6 m² | 6 | 78.1 W/m² | 12.8 m²/kW | without |  | 1 |  |  |  | 11.5 m | No | 25.0 m/s |  |  | cylindrical | hot-dip galvanized | Yes
1101 | 1101 | 1101 | 1101 | 1101 | 1101 | 1101 | Hüllmann HS 10 S - 10,00 kW - Wind turbine | https://en.wind-turbine-models.com/turbines/1433-huellmann-hs-10-s | 1 | 10.0 kW | - | 3.0 m/s | 12.0 m/s | 9.0 m | 64.0 m² | 3 | 156.3 W/m² | 6.4 m²/kW | induction |  | 1 | 380.0 V | thyristors | 50 Hz | 12 m | No |  |  | GFRP | conical | hot dip galvanized | Yes |  |  | 100.0 U/min | 47 m/s | Hüllmann | 1:15 | 1,500.0 U/min
1102 | 1102 | 1102 | 1102 | 1102 | 1102 | 1102 | Hüllmann FHW 100 - 100,00 kW - Wind turbine | https://en.wind-turbine-models.com/turbines/828-huellmann-fhw-100 | 1 | 100.0 kW | - |  |  | 20.0 m | 314.0 m² | 3 | 318.5 W/m² | 3.1 m²/kW | planetary |  | 1 | 400.0 V | Thyristor | 50 Hz | 24 m | No |  |  | GFK | conical | painted | Yes |  |  | 45.0 U/min | 47 m/s |  | 1:33 | 1,500.0 U/min
1103 | 1103 | 1103 | 1103 | 1103 | 1103 | 1103 | Meize New Energy MZ29 - 850,00 kW - Wind turbine | https://en.wind-turbine-models.com/turbines/1805-meize-new-energy-mz29 | 1 | 850.0 kW | - | [5 empty] | 0.0 W/m² | 0.0 m²/kW | [7 empty] | No | [5 empty] | Yes |  | IIIa
1104 | 1104 | 1104 | 1104 | 1104 | 1104 | 1104 | Meize New Energy MZ37.5 - 1,50 MW - Wind turbine | https://en.wind-turbine-models.com/turbines/1806-meize-new-energy-mz37.5 | 1 | 1,500.0 kW | - | [5 empty] | 0.0 W/m² | 0.0 m²/kW | [7 empty] | No | [5 empty] | Yes |  | IIa
1105 | 1105 | 1105 | 1105 | 1105 | 1105 | 1105 | Meize New Energy MZ40.3 - 1,50 MW - Wind turbine | https://en.wind-turbine-models.com/turbines/1807-meize-new-energy-mz40.3 | 1 | 1,500.0 kW | - | [5 empty] | 0.0 W/m² | 0.0 m²/kW | [7 empty] | No | [5 empty] | Yes |  | IIIa
1106 | 1106 | 1106 | 1106 | 1106 | 1106 | 1106 | Mervento 3.6-118 - 3,60 MW - Wind turbine | https://en.wind-turbine-models.com/turbines/296-mervento-3.6-118 | 1 | 3,600.0 kW | - | 4.0 m/s | 11.5 m/s | 118.0 m | 10,936.0 m² | 3 | 329.2 W/m² | 3.0 m²/kW | 57 |  |  | 3,900.0 V | IGCT Converter | 50/60 Hz | 90/125 m | No | 25.0 m/s |  | GFK |  |  | Yes |  |  | 12.6 U/min | 78 m/s
1107 | 1107 | 1107 | 1107 | 1107 | 1107 | 1107 | MBB Messerschmitt Aeolus II - 3,00 MW - Wind turbine | https://en.wind-turbine-models.com/turbines/134-mbb-messerschmitt-aeolus-ii | 1 | 3,000.0 kW | - | 3.5 m/s | 14.0 m/s | 80.5 m | 5,093.4 m² | 2 | 589.0 W/m² | 1.7 m²/kW | 38.8 | 3.0 | 1 | 660.0 V | IGBT | 50 Hz | 92 m | No | 20.0 m/s | 75.0 m/s | CRP/GRP epoxy | conical | painted | Yes |  |  | 21.0 U/min | 89 m/s | MBB | 1:73 | 1,542.0 U/min | 41.0 t | 130.8 t | 1,200.0 t | 1,381.3 t | 23.0 t | 1993 | 9.0 t
1108 | 1108 | 1108 | 1108 | 1108 | 1108 | 1108 | MBB Messerschmitt Monopteros M20 - 25,00 kW - Wind turbine | https://en.wind-turbine-models.com/turbines/1581-mbb-messerschmitt-monopteros-m20 | 1 | 25.0 kW | 20.0 - 30.0 kW | 4.5 m/s | 15.0 m/s | 12.5 m | 123.0 m² | 1 | 203.3 W/m² | 4.9 m²/kW | 6.25m | [5 empty] | 15-18 m | No | 19.0 m/s | 60.0 m/s | GFRP | cylindrical |  | Yes | - |  | 100.0 U/min | 65 m/s | MBB |  |  |  | 0.9 t | 0.8 t | 1.5 t |  |  | 0.0 t
1109 | 1109 | 1109 | 1109 | 1109 | 1109 | 1109 | MBB Messerschmitt Monopteros M50 - 640,00 kW - Wind turbine | https://en.wind-turbine-models.com/turbines/319-mbb-messerschmitt-monopteros-m50 | 1 | 640.0 kW | - | 4.5 m/s | 11.0 m/s | 56.0 m | 2,043.0 m² | 1 | 313.3 W/m² | 3.2 m²/kW | 28 FX 77 W | 3.0 |  | 640.0 V | Converter | 50 Hz | 60 m | No | 20.0 m/s | 59.0 m/s | CRP/GRP epoxy | cylindric | painted | Yes |  |  | 43.0 U/min | 126 m/s | Wortmann | 1:49 | 2,070.0 U/min | 12.5 t | 42.0 t |  |  |  |  | 2.6 t
1110 | 1110 | 1110 | 1110 | 1110 | 1110 | 1110 | MHI Vestas Offshore V112-3.3 MW - 3,30 MW - Wind turbine | https://en.wind-turbine-models.com/turbines/1463-mhi-vestas-offshore-v112-3.3-mw | 1 | 3,300.0 kW | - | 3.0 m/s | 12.5 m/s | 112.0 m | 9,852.0 m² | 3 | 335.0 W/m² | 3.0 m²/kW | 54.7m |  | 1 |  | converter | 50/60 Hz | site-specific m | Yes | 25.0 m/s |  | Fiberglass / Carbon | conical | painted |  | III | Ib | [6 empty] | 157.0 t |  |  |  |  | 11.9 t
1111 | 1111 | 1111 | 1111 | 1111 | 1111 | 1111 | MHI Vestas Offshore V117-4.2 MW - 4,20 MW - Wind turbine | https://en.wind-turbine-models.com/turbines/1820-mhi-vestas-offshore-v117-4.2-mw | 1 | 4,200.0 kW | - | 3.0 m/s | 12.0 m/s | 117.0 m | 10,751.0 m² | 3 | 390.7 W/m² | 2.6 m²/kW | 57.2m | 3.0 |  |  | IGBT | 50/60 Hz | 84 / 91.5 / site specific m | Yes | 25.0 m/s |  |  | conical | painted | No |  | S |  |  | Vestas
1112 | 1112 | 1112 | 1112 | 1112 | 1112 | 1112 | MHI Vestas Offshore V164-8.0 MW - 8,00 MW - Wind turbine | https://en.wind-turbine-models.com/turbines/1419-mhi-vestas-offshore-v164-8.0-mw | 1 | 8,000.0 kW | - | 4.0 m/s | 13.0 m/s | 164.0 m | 21,164.0 m² | 3 | 378.0 W/m² | 2.6 m²/kW | 80m |  | 1 | 30,000.0 V | IGBT | 50/60 Hz | 105/140 m | Yes | 25.0 m/s | 50.0 m/s |  | conical | painted |  |  | S | 12.1 U/min | 104 m/s | Vestas. LM Glasfiber |  | 500.0 U/min |  | 390.0 t |  |  |  | 2015 | 35.0 t
1113 | 1113 | 1113 | 1113 | 1113 | 1113 | 1113 | MHI Vestas Offshore V164-8.3 MW - 8,30 MW - Wind turbine | https://en.wind-turbine-models.com/turbines/1706-mhi-vestas-offshore-v164-8.3-mw | 1 | 8,300.0 kW | - | 4.0 m/s | 13.0 m/s | 164.0 m | 21,124.0 m² | 3 | 392.9 W/m² | 2.5 m²/kW | 80m |  | 1 | 66,000.0 V | IGBT | 50/60 Hz | 105/140 site specific m | Yes | 25.0 m/s | 50.0 m/s |  | conical | painted |  |  | S | 12.1 U/min | 104 m/s | MHI Vestas. LM Glasfiber |  | 500.0 U/min |  | 390.0 t |  |  |  |  | 35.0 t
1114 | 1114 | 1114 | 1114 | 1114 | 1114 | 1114 | MHI Vestas Offshore V164-8.8 MW - 8,80 MW - Wind turbine | https://en.wind-turbine-models.com/turbines/1819-mhi-vestas-offshore-v164-8.8-mw | 1 | 8,800.0 kW | - | 4.0 m/s | 13.0 m/s | 164.0 m | 21,164.0 m² | 3 | 415.8 W/m² | 2.4 m²/kW | 80m |  | 1 | 30,000.0 V | IGBT | 50/60 Hz | site specific m | Yes | 25.0 m/s | 50.0 m/s |  | conical | painted | No |  | S | 12.1 U/min | 104 m/s | Vestas / LM Glasfiber |  | 500.0 U/min | [5 empty] | 2018
1115 | 1115 | 1115 | 1115 | 1115 | 1115 | 1115 | MHI Vestas Offshore V164-9.0 MW - 9,00 MW - Wind turbine | https://en.wind-turbine-models.com/turbines/1568-mhi-vestas-offshore-v164-9.0-mw | 1 | 9,000.0 kW | - |  |  | 164.0 m | 21,164.0 m² | 3 | 425.3 W/m² | 2.4 m²/kW | 80m |  | 1.0 | 30,000.0 V | IGBT | 50.0 Hz | 105/140 m | Yes |  |  |  | conical | painted |  |  | S | 12.1 U/min | 104 m/s | MHI Vestas. LM Glasfiber |  | 500.0 U/min |  | 390.0 t |  |  |  |  | 35.0 t
1116 | 1116 | 1116 | 1116 | 1116 | 1116 | 1116 | MHI Vestas Offshore V164-9.5 MW - 9,50 MW - Wind turbine | https://en.wind-turbine-models.com/turbines/1605-mhi-vestas-offshore-v164-9.5-mw | 1 | 9,500.0 kW | - |  |  | 164.0 m | 21,124.0 m² | 3 | 449.7 W/m² | 2.2 m²/kW | 80m |  | 1 | 66,000.0 V | IGBT | 50/60 Hz | 105/140 site specific m | Yes |  |  |  | conical | painted |  |  | S |  |  | MHI Vestas. LM Glasfiber |  | 500.0 U/min |  | 390.0 t |  |  |  |  | 35.0 t
1117 | 1117 | 1117 | 1117 | 1117 | 1117 | 1117 | MHI Vestas Offshore V164-10.0MW - 10,00 MW - Wind turbine | https://en.wind-turbine-models.com/turbines/1912-mhi-vestas-offshore-v164-10.0mw | 1 | 10,000.0 kW | - |  |  | 164.0 m | 21,124.0 m² | 3 | 473.4 W/m² | 2.1 m²/kW | 80m |  | 1 | 66,000.0 V | Full scale converter | 50/60 Hz | 105 - site specific m | Yes |  |  |  | conical | painted | [9 empty] | 390.0 t |  |  |  |  | 35.0 t
1118 | 1118 | 1118 | 1118 | 1118 | 1118 | 1118 | MHI Vestas Offshore V174-9.5 - 9,50 MW - Wind turbine | https://en.wind-turbine-models.com/turbines/2138-mhi-vestas-offshore-v174-9.5 | 1 | 9,500.0 kW | 9,000.0 - 9,500.0 kW | - |  | 174.0 m | 23,779.0 m² | 3 | 399.5 W/m² | 2.5 m²/kW | 85m blades |  | 1 |  |  |  | 110 / site specific m | Yes |  | 57.0 m/s | fiberglass and carbon fiber reinforced plastic | conical |  |  |  | T | 9.9 U/min | 90 m/s |  | 1:41 | 400.0 U/min |  | 390.0 t |  |  |  | 2020 | 35.0 t
1119 | 1119 | 1119 | 1119 | 1119 | 1119 | 1119 | Micon M 55/11 - 55,00 kW - Wind turbine | https://en.wind-turbine-models.com/turbines/255-micon-m-55-11 | 1 | 55.0 kW | - | 4.0 m/s | 15.0 m/s | 16.0 m | 200.0 m² | 3 | 275.0 W/m² | 3.6 m²/kW | parallel shafts | 3.0 |  | 400.0 V |  | 50 Hz | 18 / 23 m | No | 25.0 m/s | 50.0 m/s | Fiberglas |  |  | Yes |  |  | 45.0 U/min | 38 m/s | AeroStar 7.5 | 1:25 | 1,200.0 U/min |  | 4.5 t | 6.5 t
1120 | 1120 | 1120 | 1120 | 1120 | 1120 | 1120 | Micon M 65/13/US - 65,00 kW - Wind turbine | https://en.wind-turbine-models.com/turbines/606-micon-m-65-13-us | 1 | 65.0 kW | - | 3.5 m/s | 15.0 m/s | 16.0 m | 201.0 m² | 3 | 323.4 W/m² | 3.1 m²/kW | AeroStar 7.5 |  | 1 | 480.0 V | Thyristor | 60 Hz | 25 m | No | 25.0 m/s | 54.0 m/s | Fibreglass reinforced polyester | conical | Hot dip-galvanized | Yes |  |  | 48.0 U/min | 40 m/s | AeroStar |  | 1,200.0 U/min |  | 5.7 t | 6.5 t
1121 | 1121 | 1121 | 1121 | 1121 | 1121 | 1121 | Micon 108 - 108,00 kW - Wind turbine | https://en.wind-turbine-models.com/turbines/562-micon-108 | 1 | 108.0 kW | - | 4.0 m/s | 14.0 m/s | 18.9 m | 293.0 m² | 3 | 368.6 W/m² | 2.7 m²/kW | Asynchronus |  | 1 | 480.0 V | Thyristor | 60 Hz | 23.8 m | No | 30.0 m/s | 53.6 m/s | Fibreglass reinforced polyester | conical | galvanized | Yes | [6 empty] | 1,200.0 U/min |  | 6.2 t | 7.2 t
1122 | 1122 | 1122 | 1122 | 1122 | 1122 | 1122 | Micon 108 US - 108,00 kW - Wind turbine | https://en.wind-turbine-models.com/turbines/588-micon-108-us | 1 | 108.0 kW | - | 4.0 m/s | 14.0 m/s | 18.9 m | 280.0 m² | 3 | 385.7 W/m² | 2.6 m²/kW | Asynchronus |  | 1 | 480.0 V | Thyristor | 60 Hz | 24.4 m | No | 30.0 m/s | 54.0 m/s | • Fiberglass reinforced polyester | conical | Hot dip-galvanized | Yes |  |  | 31.0 U/min | 31 m/s |  |  | 1,200.0 U/min | 3.5 t | 6.3 t | 7.2 t | 17.0 t | 1.0 t |  | 0.9 t
1123 | 1123 | 1123 | 1123 | 1123 | 1123 | 1123 | Micon M 300-55 - 55,00 kW - Wind turbine | https://en.wind-turbine-models.com/turbines/1304-micon-m-300-55 | 1 | 55.0 kW | - |  |  | 19.8 m | 307.9 m² | 3 | 178.6 W/m² | 5.6 m²/kW | [6 empty] | 30 m | No | [5 empty] | Yes
1124 | 1124 | 1124 | 1124 | 1124 | 1124 | 1124 | Micon M 300-55 - 55,00 kW - Wind turbine | https://en.wind-turbine-models.com/turbines/1305-micon-m-300-55 | 1 | 55.0 kW | - |  |  | 19.8 m | 307.9 m² | 3 | 178.6 W/m² | 5.6 m²/kW | [6 empty] | 30 m | No | [5 empty] | Yes
1125 | 1125 | 1125 | 1125 | 1125 | 1125 | 1125 | Micon M 450 - 200,00 kW - Wind turbine | https://en.wind-turbine-models.com/turbines/256-micon-m-450 | 1 | 200.0 kW | - | 5.0 m/s |  | 24.0 m | 450.0 m² | 3 | 444.4 W/m² | 2.3 m²/kW | Stall | 2.0 |  | 400.0 V | 200 kW | 50 Hz | 30 m | No | 25.0 m/s |  | Fiberglas |  | galvanized | Yes |  |  | 41.5 U/min | 52 m/s | Hansen / Flender | 1:35 / 1:36 | 1,500.0 U/min | 4.0 t | 9.0 t | 12.0 t
1126 | 1126 | 1126 | 1126 | 1126 | 1126 | 1126 | Micon M 530 - 250,00 kW - Wind turbine | https://en.wind-turbine-models.com/turbines/257-micon-m-530 | 1 | 250.0 kW | - | 4.0 m/s | 14.5 m/s | 26.0 m | 530.0 m² | 3 | 471.7 W/m² | 2.1 m²/kW | Coaksial | 2.0 |  | 400.0 V | 250.0 | 50.0 Hz | 30.0 m | No | 25.0 m/s | 65.0 m/s | Fiberglas reinforced | conical | hot dip galvanized | Yes |  |  | 41.5 U/min | 56 m/s | AeroStar | 1:41 | 1,500.0 U/min | 4.8 t | 8.0 t | 13.0 t | 26.0 t
1127 | 1127 | 1127 | 1127 | 1127 | 1127 | 1127 | Micon M 530-175 - 175,00 kW - Wind turbine | https://en.wind-turbine-models.com/turbines/727-micon-m-530-175 | 1 | 175.0 kW | - | 4.0 m/s | 16.0 m/s | 26.0 m | 531.0 m² | 3 | 329.6 W/m² | 3.0 m²/kW | Spur | 2.0 | 1 | 400.0 V | Thyristor | 50 Hz | 30 m | No | 26.0 m/s | 50.0 m/s | GFK | conical | galvanized | Yes |  |  | 41.5 U/min | 56 m/s | AeroStar | 1:36 | 1,500.0 U/min | 4.0 t | 9.0 t | 12.0 t | 25.0 t
1128 | 1128 | 1128 | 1128 | 1128 | 1128 | 1128 | Micon M 570-200 - 200,00 kW - Wind turbine | https://en.wind-turbine-models.com/turbines/528-micon-m-570-200 | 1 | 200.0 kW | - |  |  | 27.0 m | 570.0 m² | 3 | 350.9 W/m² | 2.9 m²/kW | [7 empty] | No | [5 empty] | Yes
1129 | 1129 | 1129 | 1129 | 1129 | 1129 | 1129 | Micon M 600/250 - 250,00 kW - Wind turbine | https://en.wind-turbine-models.com/turbines/1093-micon-m-600-250 | 1 | 250.0 kW | - | 3.0 m/s | 16.0 m/s | 27.8 m | 607.0 m² | 3 | 411.9 W/m² | 2.4 m²/kW | LM 13.4 | 2.0 | 1 | 400.0 V | thyristors | 50 Hz | 36 m | No | 25.0 m/s |  | GFK | conical | hot dip galvanized | Yes |  |  | 41.5 U/min | 60 m/s | LM Glasfiber A/S | 1:37 | 1,514.0 U/min |  | 8.0 t | 24.0 t | 40.0 t |  |  | 0.8 t
1130 | 1130 | 1130 | 1130 | 1130 | 1130 | 1130 | Micon M 700-225 - 225,00 kW - Wind turbine | https://en.wind-turbine-models.com/turbines/377-micon-m-700-225 | 1 | 225.0 kW | - | 3.0 m/s | 15.0 m/s | 29.8 m | 697.0 m² | 3 | 322.8 W/m² | 3.1 m²/kW | LM 13.4 | 2.0 | 1.0 | 690.0 V | Thyristor | 50.0 Hz | 30/36 m | No | 25.0 m/s | 60.0 m/s | GFK |  |  | Yes |  |  | 37.5 U/min | 59 m/s | LM Glasfieber | 1:40 | 1,500.0 U/min |  | 8.0 t | 24.0 t | 40.0 t |  |  | 0.8 t
1131 | 1131 | 1131 | 1131 | 1131 | 1131 | 1131 | Micon M 750/250 - 250,00 kW - Wind turbine | https://en.wind-turbine-models.com/turbines/1092-micon-m-750-250 | 1 | 250.0 kW | - | 4.0 m/s | 13.0 m/s | 31.0 m | 755.0 m² | 3 | 331.1 W/m² | 3.0 m²/kW | LM 14.4 | 3.0 | 1.0 | 400.0 V | thyristors | 50.0 Hz | 36.0 m | No | 25.0 m/s |  | GFK | conical | painted | Yes |  |  | 30.5 U/min | 50 m/s | LM Glaasfiber A/S | 1:50 | 1,509.0 U/min |  | 11.0 t | 24.0 t | 45.0 t |  |  | 1.2 t
1132 | 1132 | 1132 | 1132 | 1132 | 1132 | 1132 | Micon M 750/400 - 400,00 kW - Wind turbine | https://en.wind-turbine-models.com/turbines/665-micon-m-750-400 | 1 | 400.0 kW | - | 3.0 m/s | 15.0 m/s | 31.0 m | 750.0 m² | 3 | 533.3 W/m² | 1.9 m²/kW | LM 14.2 | 3.0 | 1.0 | 690.0 V | thyristors | 50 Hz | 35/36/37 m | No | 25.0 m/s |  | GFK | conical | galvanized | Yes |  |  | 35.0 U/min | 57 m/s | LM Glasfiber A/S | 1:43 | 1,512.0 U/min |  | 10.5 t | 20.5 t | 40.0 t |  |  | 1.2 t
1133 | 1133 | 1133 | 1133 | 1133 | 1133 | 1133 | Micon M 1100-600 - 600,00 kW - Wind turbine | https://en.wind-turbine-models.com/turbines/1302-micon-m-1100-600 | 1 | 600.0 kW | - | 3.5 m/s | 16.0 m/s | 37.0 m | 1,075.0 m² | 3 | 558.1 W/m² | 1.8 m²/kW | LM | 3.0 | 1 | 690.0 V | thyristors | 50/60 Hz | 45/46 m | No | 25.0 m/s | 60.0 m/s | GFRP | conical | painted / hot dip galvanized | Yes |  |  | 27.0 U/min | 52 m/s | LM Glasfiber A/S |  | 1,500.0 U/min |  | 21.0 t | 55.0 t | 85.0 t |  |  | 1.8 t
1134 | 1134 | 1134 | 1134 | 1134 | 1134 | 1134 | Micon M 1500-500 - 500,00 kW - Wind turbine | https://en.wind-turbine-models.com/turbines/94-micon-m-1500-500 | 1 | 500.0 kW | - | 3.0 m/s | 13.5 m/s | 43.0 m | 1,452.0 m² | 3 | 344.4 W/m² | 2.9 m²/kW | LM 19.1 | 3.0 | 1.0 | 690.0 V | Thyristor | 50.0 Hz | 40/46/56.5 m | No | 25.0 m/s | 60.0 m/s | GFK | conical | painted | Yes |  |  | 25.0 U/min | 56 m/s | LM Glasfieber | 1:60 | 1,500.0 U/min | 15.0 t | 21.0 t | 55.0 t | 91.0 t |  |  | 2.0 t
1135 | 1135 | 1135 | 1135 | 1135 | 1135 | 1135 | Micon M 1500-600 - 600,00 kW - Wind turbine | https://en.wind-turbine-models.com/turbines/385-micon-m-1500-600 | 1 | 600.0 kW | - | 3.0 m/s | 15.5 m/s | 43.0 m | 1,452.0 m² | 3 | 413.2 W/m² | 2.4 m²/kW | LM 19.1 | 3.0 | 1.0 | 690.0 V | Thyristor | 50.0 Hz | 40/46/56.5 m | No | 25.0 m/s | 60.0 m/s | GFK | conical | painted | Yes |  |  | 27.0 U/min | 61 m/s | LM Glasfieber | 1:56 | 1,500.0 U/min |  | 21.0 t | 55.0 t | 86.0 t |  |  | 2.0 t
1136 | 1136 | 1136 | 1136 | 1136 | 1136 | 1136 | Micon M 1500-750 - 750,00 kW - Wind turbine | https://en.wind-turbine-models.com/turbines/148-micon-m-1500-750 | 1 | 750.0 kW | - | 3.0 m/s | 16.0 m/s | 44.0 m | 1,521.0 m² | 3 | 493.1 W/m² | 2.0 m²/kW | LM 19.1 | 3.0 | 1 | 690.0 V | thyristors | 50 Hz | 40.4 / 46.4/52/56.5 m | No | 25.0 m/s |  | GFK | conical | hot dip galvanized | Yes |  |  | 27.0 U/min | 62 m/s | LM Glasfiber A/S | 1:56 | 1,512.0 U/min | 13.0 t | 22.0 t | 33.0 t | 68.0 t |  |  | 2.0 t
1137 | 1137 | 1137 | 1137 | 1137 | 1137 | 1137 | Micon M 1800-600 - 600,00 kW - Wind turbine | https://en.wind-turbine-models.com/turbines/419-micon-m-1800-600 | 1 | 600.0 kW | - | 3.0 m/s | 13.0 m/s | 48.0 m | 1,810.0 m² | 3 | 331.5 W/m² | 3.0 m²/kW | LM 21.5 | 3.0 | 1.0 | 690.0 V | Thyristor | 50.0 Hz | 60.0 m | No | 25.0 m/s | 60.0 m/s | GFK | conical | painted | Yes |  |  | 21.0 U/min | 53 m/s | LM Glasfieber | 1:72 | 1,500.0 U/min | 18.0 t | 23.5 t | 55.0 t | 97.0 t |  |  | 3.1 t
1138 | 1138 | 1138 | 1138 | 1138 | 1138 | 1138 | Micon M 1800-750 - 750,00 kW - Wind turbine | https://en.wind-turbine-models.com/turbines/1303-micon-m-1800-750 | 1 | 750.0 kW | - | 4.0 m/s | 16.0 m/s | 48.2 m | 1,824.0 m² | 3 | 411.2 W/m² | 2.4 m²/kW | LM 23.5/AL 23 | 2.0 | 1 | 690.0 V | thyristors | 50 Hz | 50/60/70 m | No | 25.0 m/s | 60.0 m/s | GFRP | conical | painted | Yes |  |  | 22.0 U/min | 56 m/s | LM Glasfiber A/S /AL | 1:68 | 1,500.0 U/min | 12.0 t | 22.0 t | 81.0 t | 115.0 t
1139 | 1139 | 1139 | 1139 | 1139 | 1139 | 1139 | Micon M 2300-1000 - 1,00 MW - Wind turbine | https://en.wind-turbine-models.com/turbines/1000-micon-m-2300-1000 | 1 | 1,000.0 kW | - |  |  | 54.0 m | 2,290.2 m² | 3 | 436.6 W/m² | 2.3 m²/kW | bolted steel shell tube | [5 empty] | 60 m | No |  |  |  | conical | painted | Yes
1140 | 1140 | 1140 | 1140 | 1140 | 1140 | 1140 | MIE wtg for research - 30,00 kW - Wind turbine | https://en.wind-turbine-models.com/turbines/2510-mie-wtg-for-research | 1 | 30.0 kW | - |  |  | 10.0 m | 78.5 m² | 3 | 382.2 W/m² | 2.6 m²/kW | steel tube | [5 empty] | 13.4 m | No |  |  |  | cylindrical | coated | Yes
1141 | 1141 | 1141 | 1141 | 1141 | 1141 | 1141 | MingYang MY1.5/70 - MY1500/70 - 1,50 MW - Wind turbine | https://en.wind-turbine-models.com/turbines/2431-mingyang-my1.5-70-my1500-70 | 1 | 1,500.0 kW | - | 3.5 m/s | 12.0 m/s | 70.0 m | 3,848.0 m² | 3 | 389.8 W/m² | 2.6 m²/kW | 34m blades |  | 1 | 690.0 V | IGBT | 50 Hz | 65 / 70 / 75 / 80 / 100 m | No | 25.0 m/s | 70.0 m/s |  | conical | coated | Yes |  | Ia, S | 24.0 U/min | 88 m/s |  | 1:85
1142 | 1142 | 1142 | 1142 | 1142 | 1142 | 1142 | MingYang MY1.5/77 - MY1500/77 - 1,50 MW - Wind turbine | https://en.wind-turbine-models.com/turbines/1926-mingyang-my1.5-77-my1500-77 | 1 | 1,500.0 kW | - | 3.0 m/s | 11.3 m/s | 77.1 m | 4,369.0 m² | 3 | 343.3 W/m² | 2.9 m²/kW | aeroBlade37.5 /SHFRP37.5 | 3.0 | 1 | 690.0 V | IGBT Converter | 50/60 Hz | 65 / 70 / 75 / 80 / 100 m | No | 25.0 m/s | 59.5 m/s | glass fiber reinforced resin | conical | spray printing | Yes |  | IIIa, IIa | 19.5 U/min | 79 m/s | Aeroblade / Sinoma Wind Power | 1:100 | 1,753.0 U/min
1143 | 1143 | 1143 | 1143 | 1143 | 1143 | 1143 | MingYang MY1.5/82 - MY1500/82 - 1,50 MW - Wind turbine | https://en.wind-turbine-models.com/turbines/42-mingyang-my1.5-82-my1500-82 | 1 | 1,500.0 kW | - | 3.0 m/s | 10.8 m/s | 82.6 m | 5,320.0 m² | 3 | 282.0 W/m² | 3.5 m²/kW | aero blade 40.25 | 3.0 | 1 | 690.0 V | IGBT Converter | 50/60 Hz | 65 / 70 / 75 / 80 / 100 m | No | 25.0 m/s | 59.5 m/s | glass fiber reinforced resin | conical | spray printing | Yes |  | IIIa | 19.5 U/min |  | aeroblade/sinoma | 1:100 | 17,531,753.0 U/min | 35.0 t | 65.0 t
1144 | 1144 | 1144 | 1144 | 1144 | 1144 | 1144 | MingYang MY1.5/89 - MY1500/89 - 1,50 MW - Wind turbine | https://en.wind-turbine-models.com/turbines/1927-mingyang-my1.5-89-my1500-89 | 1 | 1,500.0 kW | - | 3.0 m/s | 10.0 m/s | 89.0 m | 6,221.0 m² | 3 | 241.1 W/m² | 4.1 m²/kW | aeroBlade43.5 SINOMA43.5 | 3.0 | 1 | 690.0 V | IGBT Converter | 50/60 Hz | 65 / 70 / 75 / 80 / 100 m | No | 25.0 m/s | 52.5 m/s | glass fiber reinforced resin | conical | spray printing | Yes |  | IIIa, S | 18.3 U/min | 85 m/s | Aeroblade / Sinoma Wind Power | 1:106 | 1,753.0 U/min
1145 | 1145 | 1145 | 1145 | 1145 | 1145 | 1145 | MingYang MY2.0/87 - MY2000/87 - 2,00 MW - Wind turbine | https://en.wind-turbine-models.com/turbines/2432-mingyang-my2.0-87-my2000-87 | 1 | 2,000.0 kW | - | 3.0 m/s | 10.9 m/s | 87.0 m | 5,945.0 m² | 3 | 336.4 W/m² | 3.0 m²/kW | 42.3m blades |  | 1 | 690.0 V | IGBT converter | 50 Hz | 70 / 75 m | No | 25.0 m/s | 70.0 m/s | glass fiber reinforced resin | conical | coated | Yes |  | IIa | 19.1 U/min | 87 m/s | Aeroblade / Sinoma Wind Power | 1:103
1146 | 1146 | 1146 | 1146 | 1146 | 1146 | 1146 | MingYang MY2.0/93 - MY2000/93 - 2,00 MW - Wind turbine | https://en.wind-turbine-models.com/turbines/2433-mingyang-my2.0-93-my2000-93 | 1 | 2,000.0 kW | - | 3.0 m/s | 10.6 m/s | 93.0 m | 6,793.0 m² | 3 | 294.4 W/m² | 3.4 m²/kW | 45.3m blades |  | 1 | 690.0 V | IGBT converter | 50 Hz | 80 / 90 m | No | 25.0 m/s | 59.5 m/s | glass fiber reinforced resin | conical | coated | Yes |  | IIIa | 17.3 U/min | 84 m/s | Aeroblade / Sinoma Wind Power | 1:110
1147 | 1147 | 1147 | 1147 | 1147 | 1147 | 1147 | MingYang MY2.0/100 - MY2000/100 - 2,00 MW - Wind turbine | https://en.wind-turbine-models.com/turbines/2434-mingyang-my2.0-100-my2000-100 | 1 | 2,000.0 kW | - | 3.0 m/s | 10.0 m/s | 100.0 m | 7,854.0 m² | 3 | 254.6 W/m² | 3.9 m²/kW | 48.8m blades |  | 1 | 690.0 V | IGBT converter | 50 Hz | 85 / 90 m | No | 25.0 m/s | 52.5 m/s | glass fiber reinforced resin | conical | coated | Yes |  | IIIa | 17.3 U/min | 90 m/s | Aeroblade / Sinoma Wind Power | 1:112
1148 | 1148 | 1148 | 1148 | 1148 | 1148 | 1148 | MingYang MY2.0/104 - MY2000/104 - 2,00 MW - Wind turbine | https://en.wind-turbine-models.com/turbines/2435-mingyang-my2.0-104-my2000-104 | 1 | 2,000.0 kW | - | 3.0 m/s | 10.5 m/s | 104.0 m | 8,495.0 m² | 3 | 235.4 W/m² | 4.2 m²/kW | 50.5m blades |  | 1 | 690.0 V | IGBT converter | 50 Hz | 80 / 85 m | No | 25.0 m/s | 52.5 m/s | glass fiber reinforced resin | conical | coated | Yes |  | S | 15.6 U/min | 85 m/s | Aeroblade / Sinoma Wind Power | 1:131
1149 | 1149 | 1149 | 1149 | 1149 | 1149 | 1149 | MingYang MY2.0/110 - MY2000/110 - 2,00 MW - Wind turbine | https://en.wind-turbine-models.com/turbines/2436-mingyang-my2.0-110-my2000-110 | 1 | 2,000.0 kW | - | 3.0 m/s | 10.0 m/s | 110.0 m | 9,503.0 m² | 3 | 210.5 W/m² | 4.8 m²/kW | 54m blades |  | 1 | 690.0 V | IGBT converter | 50 Hz | 80 / 85 m | No | 25.0 m/s | 52.5 m/s | glass fiber reinforced resin | conical | coated | Yes |  | S | 14.8 U/min | 85 m/s | Aeroblade / Sinoma Wind Power | 1:131
1150 | 1150 | 1150 | 1150 | 1150 | 1150 | 1150 | MingYang MY2.0/118 - MY2000/118 - 2,00 MW - Wind turbine | https://en.wind-turbine-models.com/turbines/2437-mingyang-my2.0-118-my2000-118 | 1 | 2,000.0 kW | - | 3.0 m/s | 9.5 m/s | 118.0 m | 10,936.0 m² | 3 | 182.9 W/m² | 5.5 m²/kW | 56.8m blades |  | 1 | 690.0 V | IGBT converter | 50 Hz | 90 m | No | 25.0 m/s | 42.0 m/s | glass fiber reinforced resin | conical | coated | Yes |  | IV | 14.8 U/min | 92 m/s | Aeroblade / Sinoma Wind Power | 1:131
1151 | 1151 | 1151 | 1151 | 1151 | 1151 | 1151 | MingYang MY2.5-92 SCD - 2,50 MW - Wind turbine | https://en.wind-turbine-models.com/turbines/1931-mingyang-my2.5-92-scd | 1 | 2,500.0 kW | - | 3.0 m/s | 11.0 m/s | 92.0 m | 6,644.0 m² | 2 | 376.3 W/m² | 2.7 m²/kW | 44.5m | 2.0 | 1 | 850.0 V | IGBT full power | 50/60 Hz | 75/85/90/100 m | Yes | 25.0 m/s | 59.5 m/s | Glass reinforced plastic | conical | painted | [6 empty] | 1:24 |  | 43.2 t | 76.0 t |  |  | 20.0 t |  | 12.6 t
1152 | 1152 | 1152 | 1152 | 1152 | 1152 | 1152 | MingYang MY2.5-100 SCD - 2,50 MW - Wind turbine | https://en.wind-turbine-models.com/turbines/1932-mingyang-my2.5-100-scd | 1 | 2,500.0 kW | - | 3.0 m/s | 11.0 m/s | 100.0 m | 7,850.0 m² | 2 | 318.5 W/m² | 3.1 m²/kW | 48.5 | 2.0 | 1 | 850.0 V | IGBT full power | 50/60 Hz | 75/85/90/100 m | Yes | 25.0 m/s | 59.5 m/s | Glass reinforced plastic | conical | painted | [6 empty] | 1:24 |  | 43.2 t | 76.0 t |  |  | 20.0 t |  | 12.6 t
1153 | 1153 | 1153 | 1153 | 1153 | 1153 | 1153 | MingYang MY2.5-108 SCD - 2,50 MW - Wind turbine | https://en.wind-turbine-models.com/turbines/1933-mingyang-my2.5-108-scd | 1 | 2,500.0 kW | - | 3.0 m/s | 11.0 m/s | 108.0 m | 9,160.0 m² | 2 | 272.9 W/m² | 3.7 m²/kW | planetary | 2.0 | 1 | 850.0 V | IGBT full power | 50/60 Hz | 75/85/90/100 m | Yes | 25.0 m/s | 59.5 m/s | Glass reinforced plastic | conical | painted | [6 empty] | 1:24 |  | 43.2 t | 76.0 t |  |  | 20.0 t |  | 12.6 t
1154 | 1154 | 1154 | 1154 | 1154 | 1154 | 1154 | MingYang MySE2.5-121 - 2,50 MW - Wind turbine | https://en.wind-turbine-models.com/turbines/1928-mingyang-myse2.5-121 | 1 | 2,500.0 kW | - | 3.0 m/s | 9.5 m/s | 121.0 m | 11,499.0 m² | 3 | 217.4 W/m² | 4.6 m²/kW | planetary |  |  |  |  | 50/60 Hz | 85/90/110/120/130 m | Yes | 25.0 m/s | 70.0 m/s |  | conical | painted |  |  | S | [5 empty] | 78.0 t | 83.0 t |  |  | 36.0 t |  | 14.0 t
1155 | 1155 | 1155 | 1155 | 1155 | 1155 | 1155 | MingYang MY3.0-108 SCD - 3,00 MW - Wind turbine | https://en.wind-turbine-models.com/turbines/78-mingyang-my3.0-108-scd | 1 | 3,000.0 kW | - | 3.0 m/s | 13.0 m/s | 108.0 m | 9,160.0 m² | 2 | 327.5 W/m² | 3.1 m²/kW | planetary | 2.0 | 1 | 850.0 V | IGBT full power | 50/60 Hz | 75/85/90/100 m | Yes | 25.0 m/s | 70.0 m/s | Glass reinforced plastic | conical | painted | [6 empty] | 1:24 |  | 43.2 t | 76.0 t |  |  | 20.0 t |  | 12.6 t
1156 | 1156 | 1156 | 1156 | 1156 | 1156 | 1156 | MingYang MY3.0-92 SCD - 3,00 MW - Wind turbine | https://en.wind-turbine-models.com/turbines/1930-mingyang-my3.0-92-scd | 1 | 3,000.0 kW | - | 3.0 m/s | 13.0 m/s | 92.0 m | 6,644.0 m² | 2 | 451.5 W/m² | 2.2 m²/kW | 44.5 | 2.0 | 1 | 850.0 V | IGBT full power | 50/60 Hz | 75/85/90/100 m | Yes | 25.0 m/s | 70.0 m/s | Glass reinforced plastic | conical | painted | [6 empty] | 1:24 |  | 43.2 t | 76.0 t |  |  | 20.0 t |  | 12.6 t
1157 | 1157 | 1157 | 1157 | 1157 | 1157 | 1157 | MingYang MY3.0-100 SCD - 3,00 MW - Wind turbine | https://en.wind-turbine-models.com/turbines/1929-mingyang-my3.0-100-scd | 1 | 3,000.0 kW | - | 3.0 m/s | 13.0 m/s | 100.0 m | 7,850.0 m² | 2 | 382.2 W/m² | 2.6 m²/kW | 48.5 | 2.0 | 1 | 850.0 V | IGBT full power | 50/60 Hz | 75/85/90/100 m | Yes | 25.0 m/s | 70.0 m/s | Glass reinforced plastic | conical | painted | [6 empty] | 1:24 |  | 43.2 t | 76.0 t |  |  | 20.0 t |  | 12.6 t
1158 | 1158 | 1158 | 1158 | 1158 | 1158 | 1158 | MingYang MySE3.0-112 - 3,00 MW - Wind turbine | https://en.wind-turbine-models.com/turbines/1914-mingyang-myse3.0-112 | 1 | 3,000.0 kW | - | 3.0 m/s | 11.0 m/s | 112.0 m | 9,852.0 m² | 3 | 304.5 W/m² | 3.3 m²/kW | planetary |  | 1 |  | inverters | 50/60 Hz | 85 / 90 / 100 / 120 / 130 /140 m | Yes | 25.0 m/s | 70.0 m/s |  | conical | coated |  |  | S | [5 empty] | 78.0 t | 83.0 t |  |  | 36.0 t |  | 14.0 t
1159 | 1159 | 1159 | 1159 | 1159 | 1159 | 1159 | MingYang MySE3.0-121 - 3,00 MW - Wind turbine | https://en.wind-turbine-models.com/turbines/1915-mingyang-myse3.0-121 | 1 | 3,000.0 kW | - | 3.0 m/s | 10.0 m/s | 121.0 m | 11,499.0 m² | 3 | 260.9 W/m² | 3.8 m²/kW | planetary |  | 1 |  | inverters | 50/60 Hz | 85 / 90 / 100 / 120 / 130 /140 m | Yes | 25.0 m/s | 70.0 m/s |  | conical | painted |  |  | S | [5 empty] | 78.0 t | 83.0 t |  |  | 36.0 t |  | 14.0 t
1160 | 1160 | 1160 | 1160 | 1160 | 1160 | 1160 | MingYang MySE3.0-135 - 3,00 MW - Wind turbine | https://en.wind-turbine-models.com/turbines/1916-mingyang-myse3.0-135 | 1 | 3,000.0 kW | - | 3.0 m/s | 9.3 m/s | 135.0 m | 14,314.0 m² | 3 | 209.6 W/m² | 4.8 m²/kW | planetary |  | 1 |  | inverters | 50/60 Hz | 85 / 90 / 100 / 120 / 130 /140 m | Yes | 20.0 m/s | 52.5 m/s |  | conical | painted |  |  | S | [5 empty] | 87.0 t | 85.0 t |  |  | 39.6 t |  | 15.8 t
1161 | 1161 | 1161 | 1161 | 1161 | 1161 | 1161 | MingYang MySE3.2-145 - 3,20 MW - Wind turbine | https://en.wind-turbine-models.com/turbines/1917-mingyang-myse3.2-145 | 1 | 3,200.0 kW | - | 2.5 m/s | 9.2 m/s | 145.0 m | 16,513.0 m² | 3 | 193.8 W/m² | 5.2 m²/kW | planetary |  | 1 |  | inverters | 50/60 Hz | 85 / 90 / 100 / 120 / 130 /140 m | Yes | 20.0 m/s | 52.5 m/s |  | conical | painted |  |  | S | [5 empty] | 104.0 t |  |  |  | 47.0 t |  | 19.0 t
1162 | 1162 | 1162 | 1162 | 1162 | 1162 | 1162 | MingYang MySE3.6-135 - 3,60 MW - Wind turbine | https://en.wind-turbine-models.com/turbines/1918-mingyang-myse3.6-135 | 1 | 3,600.0 kW | - | 3.0 m/s | 9.8 m/s | 135.0 m | 14,314.0 m² | 3 | 251.5 W/m² | 4.0 m²/kW | planetary |  | 1 |  | inverters | 50/60 Hz | 85 / 90 / 100 / 120 / 130 /140 m | Yes | 20.0 m/s | 63.0 m/s |  | conical | painted |  |  | S | [5 empty] | 88.5 t | 85.0 t |  |  | 38.1 t |  | 16.8 t
1163 | 1163 | 1163 | 1163 | 1163 | 1163 | 1163 | MingYang MySE4.0-145 - 4,00 MW - Wind turbine | https://en.wind-turbine-models.com/turbines/2429-mingyang-myse4.0-145 | 1 | 4,000.0 kW | 4,000.0 - 4,100.0 kW | 2.5 m/s | 9.7 m/s | 145.0 m | 16,505.0 m² | 3 | 242.4 W/m² | 4.1 m²/kW | planetary | 2.0 | 1 | 690.0 V | full power converter | 50 Hz | 90 / 100 / 130 / 140 m | No | 25.0 m/s | 70.0 m/s |  | conical | coated |  | - | S | 12.0 U/min | 91 m/s | MingYang | 1:21 | 252.0 U/min | 145.0 t | 99.0 t |  |  | 85.9 t |  | 19.7 t
1164 | 1164 | 1164 | 1164 | 1164 | 1164 | 1164 | MingYang MySE4.0-156 - 4,00 MW - Wind turbine | https://en.wind-turbine-models.com/turbines/2430-mingyang-myse4.0-156 | 1 | 4,000.0 kW | 4,000.0 - 4,100.0 kW | 2.5 m/s | 9.7 m/s | 156.0 m | 19,103.0 m² | 3 | 209.4 W/m² | 4.8 m²/kW | planetary | 2.0 | 1 | 690.0 V | full power converter | 50 Hz | 90 / 100 / 130 / 140 m | No | 25.0 m/s | 70.0 m/s |  | conical | coated |  | - | S | 11.0 U/min | 90 m/s | MingYang | 1:21 | 231.0 U/min | 156.0 t | 99.0 t |  |  | 96.6 t |  | 19.8 t
1165 | 1165 | 1165 | 1165 | 1165 | 1165 | 1165 | MingYang MySE5.0-166 - 5,00 MW - Wind turbine | https://en.wind-turbine-models.com/turbines/1920-mingyang-myse5.0-166 | 1 | 5,000.0 kW | 5,000.0 - 5,150.0 kW | 2.5 m/s | 10.5 m/s | 166.0 m | 21,447.0 m² | 3 | 233.1 W/m² | 4.3 m²/kW | planetary | 2.0 | 1 | 690.0 V | full power converter | 50 Hz | 105 m | Yes | 25.0 m/s | 70.0 m/s |  | conical | coated |  | - | S | 10.5 U/min | 91 m/s | MingYang | 1:19 | 198.0 U/min | 108.8 t | 128.6 t |  |  | 68.6 t |  | 20.1 t
1166 | 1166 | 1166 | 1166 | 1166 | 1166 | 1166 | MingYang MySE5.5-155 - 5,50 MW - Wind turbine | https://en.wind-turbine-models.com/turbines/1919-mingyang-myse5.5-155 | 1 | 5,500.0 kW | 5,500.0 - 5,800.0 kW | 3.0 m/s | 10.1 m/s | 158.0 m | 19,607.0 m² | 3 | 280.5 W/m² | 3.6 m²/kW | 76.6m blades |  | 1 | 690.0 V | full power converter | 50 Hz | 100 - site specific m | Yes | 30.0 m/s | 70.0 m/s |  | conical | coated |  | - | Ib | 12.0 U/min | 99 m/s | MingYang | 1:23 | 278.0 U/min | 201.0 t | 230.0 t |  |  | 93.0 t |  | 36.0 t
1167 | 1167 | 1167 | 1167 | 1167 | 1167 | 1167 | MingYang MY6.0-140 SCD - 6,00 MW - Wind turbine | https://en.wind-turbine-models.com/turbines/315-mingyang-my6.0-140-scd | 1 | 6,000.0 kW | - | 3.0 m/s |  | 140.0 m | 15,394.0 m² | 2 | 389.8 W/m² | 2.6 m²/kW | 2-stage planetary | [5 empty] | 100 m | Yes | 22.0 m/s | [11 empty] | 316.0 U/min |  | 205.0 t
1168 | 1168 | 1168 | 1168 | 1168 | 1168 | 1168 | MingYang MySE6.45-180 - 6,45 MW - Wind turbine | https://en.wind-turbine-models.com/turbines/2428-mingyang-myse6.45-180 | 1 | 6,450.0 kW | 6,450.0 - 6,750.0 kW | 3.0 m/s | 10.5 m/s | 180.0 m | 24,884.0 m² | 3 | 259.2 W/m² | 3.9 m²/kW | 86.5m blades |  | 1 | 710.0 V | full power converter | 50 Hz | site specific m | Yes | 30.0 m/s | - |  | conical | coated |  |  | S | 10.8 U/min | 102 m/s | MingYang | 1:23 | 250.0 U/min | 184.0 t | 247.0 t |  |  | 91.0 t |  | 31.0 t
1169 | 1169 | 1169 | 1169 | 1169 | 1169 | 1169 | MingYang MySE7.0-158 - 7,00 MW - Wind turbine | https://en.wind-turbine-models.com/turbines/1910-mingyang-myse7.0-158 | 1 | 7,000.0 kW | 7,000.0 - 7,400.0 kW | 3.0 m/s | 11.1 m/s | 158.0 m | 19,607.0 m² | 3 | 357.0 W/m² | 2.8 m²/kW | 76.6m blades |  | 1 | 690.0 V | full power converter | 50 Hz | 100 / site specific m | Yes | 30.0 m/s | 70.0 m/s |  | conical | coated |  | - | Ia, Ib | 12.0 U/min | 99 m/s | MingYang | 1:23 | 278.0 U/min | 201.0 t | 254.0 t |  |  | 93.0 t |  | 36.0 t
1170 | 1170 | 1170 | 1170 | 1170 | 1170 | 1170 | MingYang MySE7.25-158 - 7,25 MW - Wind turbine | https://en.wind-turbine-models.com/turbines/2426-mingyang-myse7.25-158 | 1 | 7,250.0 kW | - | 3.0 m/s | 11.1 m/s | 158.0 m | 19,607.0 m² | 3 | 369.8 W/m² | 2.7 m²/kW | 76.6m blade |  | 1 | 690.0 V | full power converter | 50 Hz | site specific m | Yes | 30.0 m/s |  |  | conical | coated |  |  | Ib | 11.9 U/min | 98 m/s | MingYang | 1:23 | 278.0 U/min | 201.0 t | 254.0 t |  |  | 93.0 t |  | 36.0 t
1171 | 1171 | 1171 | 1171 | 1171 | 1171 | 1171 | MingYang MySE8.3-180 - 8,30 MW - Wind turbine | https://en.wind-turbine-models.com/turbines/2427-mingyang-myse8.3-180 | 1 | 8,300.0 kW | 8,300.0 - 8,750.0 kW | 3.0 m/s | 11.3 m/s | 178.0 m | 24,884.0 m² | 3 | 333.5 W/m² | 3.0 m²/kW | 96.5m blades |  | 1 | 1,140.0 V | full power converter | 50 Hz | site specific m | Yes | 30.0 m/s | - |  | conical | coated |  |  | S | 10.8 U/min | 101 m/s | MingYang | 1:21 | 230.0 U/min | 184.0 t | 276.0 t |  |  | 91.0 t |  | 31.0 t
1172 | 1172 | 1172 | 1172 | 1172 | 1172 | 1172 | MingYang MySE11-203 - 11,00 MW - Wind turbine | https://en.wind-turbine-models.com/turbines/2286-mingyang-myse11-203 | 1 | 11,000.0 kW | - |  |  | 203.0 m | 32,365.0 m² | 3 | 339.9 W/m² | 2.9 m²/kW | MySE11-99A1 |  | 1 |  | IGBT | 50/60 Hz | site specific m | Yes |  |  | carbon-glass hybrid | conical |  | No |  | Ib |  |  | Mingyang | [7 empty] | 2021
1173 | 1173 | 1173 | 1173 | 1173 | 1173 | 1173 | MingYang MySE16.0-242 - 16,00 MW - Wind turbine | https://en.wind-turbine-models.com/turbines/2338-mingyang-myse16.0-242 | 1 | 16,000.0 kW | - |  |  | 242.0 m | 46,000.0 m² | 3 | 347.8 W/m² | 2.9 m²/kW | 118m blade | [5 empty] | site specific m | Yes |  |  |  | conical | coated |  |  | Ib, T | [6 empty] | 592.0 t |  |  |  | 2022
1174 | 1174 | 1174 | 1174 | 1174 | 1174 | 1174 | Ecovent 15kW - 15,00 kW - Wind turbine | https://en.wind-turbine-models.com/turbines/918-ecovent-15kw | 1 | 15.0 kW | - | 2.5 m/s | 10.0 m/s | 8.4 m | 55.0 m² | 3 | 272.7 W/m² | 3.7 m²/kW | Spur | 2.0 | 1.0 |  |  | 50.0 Hz | 17.6 m | No | 25.0 m/s | 50.0 m/s | GFK | Zylindrisch/konisch |  | Yes |  |  | 90.0 U/min | 40 m/s |  |  | 1,450.0 U/min | 0.1 t | 0.7 t | 2.1 t | 2.9 t
1175 | 1175 | 1175 | 1175 | 1175 | 1175 | 1175 | Mitsubishi MWT-Sea Angel - 7,00 MW - Wind turbine | https://en.wind-turbine-models.com/turbines/595-mitsubishi-mwt-sea-angel | 1 | 7,000.0 kW | - |  |  | 167.0 m | 21,900.0 m² | 3 | 319.6 W/m² | 3.1 m²/kW | 81.6 |  | 2 |  |  |  |  | Yes |  |  | CRP/GRP epoxy |  |  | No
1176 | 1176 | 1176 | 1176 | 1176 | 1176 | 1176 | Mitsubishi MWT-40 - 40,00 kW - Wind turbine | https://en.wind-turbine-models.com/turbines/899-mitsubishi-mwt-40 | 1 | 40.0 kW | - | [5 empty] | 0.0 W/m² | 0.0 m²/kW | [7 empty] | No | [5 empty] | Yes | [12 empty] | 1980
1177 | 1177 | 1177 | 1177 | 1177 | 1177 | 1177 | Mitsubishi MWT-62/1000A - 1,00 MW - Wind turbine | https://en.wind-turbine-models.com/turbines/589-mitsubishi-mwt-62-1000a | 1 | 1,000.0 kW | - | 3.0 m/s | 12.5 m/s | 61.4 m | 2,960.0 m² | 3 | 337.8 W/m² | 3.0 m²/kW | 29.5m blade NACA 63-XXX | 3.0 | 1 | 600.0 V | Thyristor | 60 Hz | 50/60/69 m | No | 25.0 m/s | 60.0 m/s | GFRP | conical | coated | Yes |  | IIa | 19.8 U/min | 64 m/s | Mitusbishi | 1:92 | 1,800.0 U/min |  | 75.0 t | 94.0 t | 169.0 t
1178 | 1178 | 1178 | 1178 | 1178 | 1178 | 1178 | Mitsubishi MWT-92/2.3 - 2,30 MW - Wind turbine | https://en.wind-turbine-models.com/turbines/898-mitsubishi-mwt-92-2.3 | 1 | 2,300.0 kW | - | 3.0 m/s | 12.5 m/s | 92.0 m | 6,648.0 m² | 3 | 346.0 W/m² | 2.9 m²/kW | 44.7 |  | 1 | 690.0 V | IGBT | 50/60 Hz | 80 m | No | 25.0 m/s | 70.0 m/s | GFRP | conical | painted | Yes |  |  | 16.9 U/min | 81 m/s
1179 | 1179 | 1179 | 1179 | 1179 | 1179 | 1179 | Mitsubishi MWT-92/2.4 - 2,40 MW - Wind turbine | https://en.wind-turbine-models.com/turbines/897-mitsubishi-mwt-92-2.4 | 1 | 2,400.0 kW | - | 3.0 m/s | 12.5 m/s | 92.0 m | 6,648.0 m² | 3 | 361.0 W/m² | 2.8 m²/kW | 44.7 |  | 1 | 690.0 V | IGBT | 50/60 Hz | 80 m | No | 25.0 m/s | 70.0 m/s | GFRP | conical | painted | Yes |  |  | 16.9 U/min | 81 m/s
1180 | 1180 | 1180 | 1180 | 1180 | 1180 | 1180 | Mitsubishi MWT-95/2.4 - 2,40 MW - Wind turbine | https://en.wind-turbine-models.com/turbines/359-mitsubishi-mwt-95-2.4 | 1 | 2,400.0 kW | - | 3.0 m/s | 12.5 m/s | 95.0 m | 7,088.0 m² | 3 | 338.6 W/m² | 3.0 m²/kW | Double Fed Asyn |  | 1 | 690.0 V |  | 50/60 Hz | 80 m | No | 25.0 m/s |  | GFK | conical | painted | Yes |  |  | 16.9 U/min | 84 m/s
1181 | 1181 | 1181 | 1181 | 1181 | 1181 | 1181 | Mitsubishi MWT-100/2.4 - 2,40 MW - Wind turbine | https://en.wind-turbine-models.com/turbines/896-mitsubishi-mwt-100-2.4 | 1 | 2,400.0 kW | - | 3.0 m/s | 12.0 m/s | 100.0 m | 7,854.0 m² | 3 | 305.6 W/m² | 3.3 m²/kW | Double Fed Asyn |  | 1 | 690.0 V | IGBT | 50/60 Hz | 80 m | No | 25.0 m/s |  |  | conical | painted | Yes |  |  | 16.9 U/min | 88 m/s
1182 | 1182 | 1182 | 1182 | 1182 | 1182 | 1182 | Mitsubishi MWT-102/2.4 - 2,40 MW - Wind turbine | https://en.wind-turbine-models.com/turbines/895-mitsubishi-mwt-102-2.4 | 1 | 2,400.0 kW | - | 3.0 m/s | 11.5 m/s | 102.0 m | 8,171.0 m² | 3 | 293.7 W/m² | 3.4 m²/kW | 49.7 |  | 1 | 690.0 V | IGBT | 50/60 Hz | 80 m | Yes | 25.0 m/s |  |  | conical | painted |  |  |  | 16.9 U/min | 90 m/s
1183 | 1183 | 1183 | 1183 | 1183 | 1183 | 1183 | Mitsubishi MWT-250 - 250,00 kW - Wind turbine | https://en.wind-turbine-models.com/turbines/308-mitsubishi-mwt-250 | 1 | 250.0 kW | - | 4.0 m/s | 13.2 m/s | 25.0 m | 490.9 m² | 3 | 509.3 W/m² | 2.0 m²/kW | IMT Planetary | 3.0 | 1 | 480.0 V | thyristors | 60 Hz | 25/30 m | No | 24.0 m/s | 60.0 m/s | FRP | conical | painted | Yes |  |  | 48.0 U/min | 63 m/s | Mitsubishi | 1:38
1184 | 1184 | 1184 | 1184 | 1184 | 1184 | 1184 | Mitsubishi MWT-250C - 275,00 kW - Wind turbine | https://en.wind-turbine-models.com/turbines/900-mitsubishi-mwt-250c | 1 | 275.0 kW | - | 5.0 m/s | 12.9 m/s | 28.0 m | 616.0 m² | 3 | 446.4 W/m² | 2.2 m²/kW | 41.4ft | 2.0 | 1.0 | 480.0 V | thyristors | 60.0 Hz | 30.5 m | No | 24.0 m/s | 60.0 m/s | GFRP | conical | painted | Yes |  |  | 48.0 U/min | 70 m/s | Mitsubishi | 1:38 | 1,800.0 U/min
1185 | 1185 | 1185 | 1185 | 1185 | 1185 | 1185 | Mitsubishi MWT-250G - 300,00 kW - Wind turbine | https://en.wind-turbine-models.com/turbines/901-mitsubishi-mwt-250g | 1 | 300.0 kW | - | 4.5 m/s | 14.4 m/s | 29.0 m | 661.0 m² | 3 | 453.9 W/m² | 2.2 m²/kW | NASA LS(1) | 2.0 | 1.0 | 690.0 V | Thyristor | 50.0 Hz | 30.0 m | No | 24.0 m/s | 60.0 m/s | GFRP | conical | painted | Yes |  |  | 47.0 U/min | 71 m/s | Mitsubishi | 1:35 | 1,500.0 U/min |  | 17.9 t | 17.7 t | 41.6 t |  |  | 1.0 t
1186 | 1186 | 1186 | 1186 | 1186 | 1186 | 1186 | Mitsubishi MWT-300G - 300,00 kW - Wind turbine | https://en.wind-turbine-models.com/turbines/2505-mitsubishi-mwt-300g | 1 | 300.0 kW | - | 3.0 m/s | 13.5 m/s | 30.0 m | 706.8 m² | 3 | 424.4 W/m² | 2.4 m²/kW | helical |  |  |  |  | 50/60 Hz | 41.5 m | No | 24.0 m/s | 80.0 m/s | GFRP | conical | coated | Yes |  |  | 28.6 U/min | 45 m/s |  |  |  |  | 17.0 t | 19.0 t | 39.0 t | 3.0 t |  | 1.0 t
1187 | 1187 | 1187 | 1187 | 1187 | 1187 | 1187 | Mitsubishi MWT-300S - 300,00 kW - Wind turbine | https://en.wind-turbine-models.com/turbines/902-mitsubishi-mwt-300s | 1 | 300.0 kW | - | 2.5 m/s | 14.5 m/s | 30.0 m | 707.0 m² | 3 | 424.3 W/m² | 2.4 m²/kW | with out. direct drive |  | 1.0 | 690.0 V | IGBT | 50/60 Hz | 30/40 m | No | 25.0 m/s |  |  | conical | painted | Yes |  |  | 46.0 U/min | 72 m/s | Mitsubishi | [7 empty] | 1982
1188 | 1188 | 1188 | 1188 | 1188 | 1188 | 1188 | Mitsubishi MWT-450 - 450,00 kW - Wind turbine | https://en.wind-turbine-models.com/turbines/903-mitsubishi-mwt-450 | 1 | 450.0 kW | - | 4.5 m/s | 12.5 m/s | 41.0 m | 1,320.0 m² | 3 | 340.9 W/m² | 2.9 m²/kW | NASA LS(1)-04XX | 3.0 | 1 | 550.0 V | thyristors | 50/60 Hz | 40/50 m | No | 24.0 m/s | 59.5 m/s | GFRP | conical | coated | Yes |  |  | 25.0 U/min | 54 m/s | Sumitomo | 1:60 | 1,500.0 U/min |  | 24.0 t | 26.0 t | 58.0 t |  |  | 1.7 t
1189 | 1189 | 1189 | 1189 | 1189 | 1189 | 1189 | Mitsubishi MWT-500 - 500,00 kW - Wind turbine | https://en.wind-turbine-models.com/turbines/598-mitsubishi-mwt-500 | 1 | 500.0 kW | - | 4.5 m/s | 12.5 m/s | 41.0 m | 1,320.0 m² | 3 | 378.8 W/m² | 2.6 m²/kW | NASA LS(1)-04XX |  | 1 | 550.0 V |  | 50 Hz | 50 m | No | 24.0 m/s | 59.5 m/s | GFRP | conical | coated | Yes |  |  | 25.0 U/min | 54 m/s | Mitusbishi | 1:60 | 1,500.0 U/min |  | 32.0 t | 28.0 t | 60.0 t
1190 | 1190 | 1190 | 1190 | 1190 | 1190 | 1190 | Mitsubishi MWT-600G - 600,00 kW - Wind turbine | https://en.wind-turbine-models.com/turbines/566-mitsubishi-mwt-600g | 1 | 600.0 kW | - | 2.5 m/s | 13.0 m/s | 45.0 m | 1,590.0 m² | 3 | 377.4 W/m² | 2.7 m²/kW | [6 empty] | 45/60 m | No | 25.0 m/s |  |  |  |  | Yes |  |  | 34.0 U/min | 80 m/s
1191 | 1191 | 1191 | 1191 | 1191 | 1191 | 1191 | Mitsubishi MWT-600S - 600,00 kW - Wind turbine | https://en.wind-turbine-models.com/turbines/2506-mitsubishi-mwt-600s | 1 | 600.0 kW | - |  |  | 45.0 m | 1,590.0 m² | 3 | 377.4 W/m² | 2.7 m²/kW | 20.4m blades |  | 1 |  |  |  | 50 m | No |  |  |  | conical | coated | Yes |  |  | 34.0 U/min | 80 m/s
1192 | 1192 | 1192 | 1192 | 1192 | 1192 | 1192 | Mitsubishi MWT-1000 - 1,00 MW - Wind turbine | https://en.wind-turbine-models.com/turbines/608-mitsubishi-mwt-1000 | 1 | 1,000.0 kW | - | 4.0 m/s | 13.5 m/s | 57.0 m | 2,550.0 m² | 3 | 392.2 W/m² | 2.6 m²/kW | NACA 63-XXX | 3.0 | 1 | 600.0 V | soft starter | 60 Hz | 60/69 m | No | 25.0 m/s | 70.0 m/s | GFRP | conical | coated | Yes |  | Ia | 21.0 U/min | 63 m/s | Mitsubishi | 1:85 | 1,800.0 U/min |  | 75.0 t | 94.0 t | 169.0 t
1193 | 1193 | 1193 | 1193 | 1193 | 1193 | 1193 | Mitsubishi MWT-S2000 - 2,00 MW - Wind turbine | https://en.wind-turbine-models.com/turbines/904-mitsubishi-mwt-s2000 | 1 | 2,000.0 kW | - | 2.5 m/s | 13.0 m/s | 75.0 m | 4,418.0 m² | 3 | 452.7 W/m² | 2.2 m²/kW | 36.0 |  | 1.0 | 690.0 V | IGBT | 50.0 Hz | 60.0 m | No | 25.0 m/s |  |  | conical | painted | Yes |  |  | 24.0 U/min | 94 m/s | Mitsubishi | [7 empty] | 2003
1194 | 1194 | 1194 | 1194 | 1194 | 1194 | 1194 | ML Vindteknik Smedemester 150 kW - 150,00 kW - Wind turbine | https://en.wind-turbine-models.com/turbines/674-ml-vindteknik-smedemester-150-kw | 1 | 150.0 kW | - |  |  | 27.0 m | 573.0 m² | 3 | 261.8 W/m² | 3.8 m²/kW | Lattice | [5 empty] | 30 m | No | [5 empty] | Yes
1195 | 1195 | 1195 | 1195 | 1195 | 1195 | 1195 | Moncada WPR 750/52 - 750,00 kW - Wind turbine | https://en.wind-turbine-models.com/turbines/1546-moncada-wpr-750-52 | 1 | 750.0 kW | - | 3.0 m/s | 12.0 m/s | 52.0 m | 2,124.0 m² | 3 | 353.1 W/m² | 2.8 m²/kW | direct drive |  | 1 |  | converters | 50 Hz | 52 m | No | 25.0 m/s |  |  | conical | painted | Yes |  | IIa | [10 empty] | 2005
1196 | 1196 | 1196 | 1196 | 1196 | 1196 | 1196 | Moncada WPR 850/58 - 850,00 kW - Wind turbine | https://en.wind-turbine-models.com/turbines/1545-moncada-wpr-850-58 | 1 | 850.0 kW | - | 3.0 m/s | 12.0 m/s | 58.0 m | 2,614.0 m² | 3 | 325.2 W/m² | 3.1 m²/kW | direct drive |  | 1.0 | 700.0 V | inverters | 13 Hz | 55/65 m | No | 23.0 m/s |  |  | conical | painted | Yes |  | IIa | 27.0 U/min | 82 m/s | INOX | [7 empty] | 2010
1197 | 1197 | 1197 | 1197 | 1197 | 1197 | 1197 | MOWEA Camp - 0,33 kW - Wind turbine | https://en.wind-turbine-models.com/turbines/2059-mowea-camp | 1 | 0.3 kW | 0.3 - 0.4 kW | 3.0 m/s | 10.0 m/s | 1.5 m | 1.8 m² | 2 | 183.3 W/m² | 5.5 m²/kW | without gearbox |  | 1 | 300.0 V | inverters | 50 Hz | site specific m | No | - | 50.0 m/s | Polypropylen.30% Glasfaser |  |  | Yes |  |  | 950.0 U/min | 75 m/s
1198 | 1198 | 1198 | 1198 | 1198 | 1198 | 1198 | MOWEA Net - 0,33 kW - Wind turbine | https://en.wind-turbine-models.com/turbines/2060-mowea-net | 1 | 0.3 kW | 0.3 - 50.0 kW | 3.0 m/s | 10.0 m/s | 1.5 m | 1.8 m² | 2 | 183.3 W/m² | 5.5 m²/kW | without gearbox |  | 1 | 300.0 V | inverters | 50 Hz | site specific m | No | - | 50.0 m/s | Polypropylen.30% Glasfaser |  |  | Yes |  |  | 950.0 U/min | 75 m/s
1199 | 1199 | 1199 | 1199 | 1199 | 1199 | 1199 | Møllekilen Mølle - Wind turbine | https://en.wind-turbine-models.com/turbines/1526-m-llekilen-m-lle | 1 | - | [6 empty] | 0.0 W/m² | 0.0 m²/kW | [7 empty] | No | [5 empty] | Yes | [12 empty] | 1842
1200 | 1200 | 1200 | 1200 | 1200 | 1200 | 1200 | Mroz 16-55 - 55,00 kW - Wind turbine | https://en.wind-turbine-models.com/turbines/2290-mroz-16-55 | 1 | 55.0 kW | - |  |  | 16.0 m | 201.0 m² | 3 | 273.6 W/m² | 3.7 m²/kW | lattice | [5 empty] | 30 m | No |  |  |  |  | hot dip galvanized | Yes | [12 empty] | 1993
1201 | 1201 | 1201 | 1201 | 1201 | 1201 | 1201 | Mroz 16-75 - 75,00 kW - Wind turbine | https://en.wind-turbine-models.com/turbines/2291-mroz-16-75 | 1 | 75.0 kW | - |  |  | 16.0 m | 201.0 m² | 3 | 373.1 W/m² | 2.7 m²/kW | lattice | [5 empty] | 36 m | No |  |  |  |  | hot dip galvanized | Yes | [12 empty] | 1994
1202 | 1202 | 1202 | 1202 | 1202 | 1202 | 1202 | Multibrid M5000 - 5,00 MW - Wind turbine | https://en.wind-turbine-models.com/turbines/22-multibrid-m5000 | 1 | 5,000.0 kW | - | 3.5 m/s | 12.0 m/s | 116.0 m | 10,568.0 m² | 3 | 473.1 W/m² | 2.1 m²/kW | 56.5 | 2.0 | 1.0 | 3,000.0 V | IGBT | 50.0 Hz | 90/102 m | Yes | 25.0 m/s |  | GFK / CfK | conical | painted |  |  |  | 14.8 U/min | 90 m/s | Euros | 1:10 | 147.0 U/min | 110.0 t | 200.0 t | 825.0 t | 1,135.0 t | 60.0 t |  | 16.5 t
1203 | 1203 | 1203 | 1203 | 1203 | 1203 | 1203 | NASA MOD-0 NASA / Lockheed - 100,00 kW - Wind turbine | https://en.wind-turbine-models.com/turbines/98-nasa-mod-0-nasa-lockheed | 1 | 100.0 kW | - | 4.5 m/s | 8.0 m/s | 38.1 m | 1,140.0 m² | 2 | 87.7 W/m² | 11.4 m²/kW | 62.5 feet |  | 1.0 | 480.0 V |  | 60.0 Hz | 30.5 m | No | 13.4 m/s |  | aluminium | latice | galvanized | Yes |  |  | 40.0 U/min | 80 m/s | Lockheed | 1:45 | 1,800.0 U/min | [5 empty] | 1975
1204 | 1204 | 1204 | 1204 | 1204 | 1204 | 1204 | NASA MOD-0A Westinghouse - 200,00 kW - Wind turbine | https://en.wind-turbine-models.com/turbines/1366-nasa-mod-0a-westinghouse | 1 | 200.0 kW | - | 4.3 m/s | 10.0 m/s | 38.1 m | 1,140.0 m² | 2 | 175.4 W/m² | 5.7 m²/kW | 18.26m | 3.0 | 1 | 480.0 V |  | 60 Hz | 30.5 m | No | 17.9 m/s |  | aluminium |  |  | Yes |  |  | 40.0 U/min | 80 m/s | Westinghouse | 1:45 | 1,800.0 U/min | 5.5 t | 14.8 t | 20.0 t | 40.3 t | 3.0 t | 1977 | 1.0 t
1205 | 1205 | 1205 | 1205 | 1205 | 1205 | 1205 | NASA MOD-1 General Electric - 2,00 MW - Wind turbine | https://en.wind-turbine-models.com/turbines/321-nasa-mod-1-general-electric | 1 | 2,000.0 kW | - | 5.0 m/s | 11.4 m/s | 61.0 m | 2,922.5 m² | 2 | 684.3 W/m² | 1.5 m²/kW | 29.7m | 3.0 | 1 | 4,160.0 V |  | 60 Hz | 42.67 m | No | 15.9 m/s | 67.0 m/s | steel | lattice |  | Yes |  |  | 35.0 U/min | 112 m/s | Boeing Engineering Company |  | 1,800.0 U/min | [5 empty] | 1979
1206 | 1206 | 1206 | 1206 | 1206 | 1206 | 1206 | NASA MOD-2 Boeing - 2,50 MW - Wind turbine | https://en.wind-turbine-models.com/turbines/322-nasa-mod-2-boeing | 1 | 2,500.0 kW | - | 6.3 m/s | 12.3 m/s | 91.4 m | 6,566.9 m² | 2 | 380.7 W/m² | 2.6 m²/kW | planetary | 3.0 | 1 | 4,160.0 V |  | 60 Hz | 60.96 m | No | 20.1 m/s |  | steel | soft-shell |  | Yes |  |  | 17.5 U/min | 84 m/s | Des Moines Steel Co. Pittsburgh | 1:103 | 1,800.0 U/min | 76.7 t | 72.2 t | 177.5 t | 263.0 t | 31.0 t | 1982 | 45.5 t
1207 | 1207 | 1207 | 1207 | 1207 | 1207 | 1207 | NASA WTS-4 Hamilton Standard - 4,20 MW - Wind turbine | https://en.wind-turbine-models.com/turbines/323-nasa-wts-4-hamilton-standard | 1 | 4,200.0 kW | - | 7.1 m/s |  | 79.2 m | 4,926.5 m² | 2 | 852.5 W/m² | 1.2 m²/kW | [6 empty] | 80.0 m | No | 21.0 m/s |  |  |  |  | Yes
1208 | 1208 | 1208 | 1208 | 1208 | 1208 | 1208 | NASA MOD-5B Boeing - 3,20 MW - Wind turbine | https://en.wind-turbine-models.com/turbines/1383-nasa-mod-5b-boeing | 1 | 3,200.0 kW | - | 5.4 m/s | 12.5 m/s | 97.5 m | 7,698.0 m² | 2 | 415.7 W/m² | 2.4 m²/kW | planetary |  | 1 | 4,160.0 V | cycloconverter | 60 Hz | 61 m | No | 26.8 m/s |  | welded-steel | conical | painted | Yes |  |  | 17.3 U/min | 88 m/s | Boeing | 1:103 | 1,780.0 U/min |  | 265.3 t | 180.5 t | 425.9 t |  | 1987
1209 | 1209 | 1209 | 1209 | 1209 | 1209 | 1209 | NPS Vortex 6000 - 6,00 kW - Wind turbine | https://en.wind-turbine-models.com/turbines/1053-nps-vortex-6000 | 1 | 6.0 kW | - | 3.0 m/s | 12.0 m/s | 4.6 m | 16.6 m² | 2 | 361.4 W/m² | 2.8 m²/kW | without |  | 1 | 220.0 V |  | 50 Hz | 7.6 m | No | 25.0 m/s |  | GRP |  | hot-dip galvanized | Yes | [12 empty] | 1980
1210 | 1210 | 1210 | 1210 | 1210 | 1210 | 1210 | NedWind NW 25/250 - 250,00 kW - Wind turbine | https://en.wind-turbine-models.com/turbines/619-nedwind-nw-25-250 | 1 | 250.0 kW | - |  |  | 25.5 m | 511.0 m² | 3 | 489.2 W/m² | 2.0 m²/kW | concrete | [5 empty] | 30 m | No |  |  | GFK | conical |  | Yes |  |  | 40.6 U/min | 54 m/s | NedWind
1211 | 1211 | 1211 | 1211 | 1211 | 1211 | 1211 | NedWind NW 35/500 - 500,00 kW - Wind turbine | https://en.wind-turbine-models.com/turbines/1321-nedwind-nw-35-500 | 1 | 500.0 kW | - | 5.0 m/s | 15.0 m/s | 35.0 m | 962.0 m² | 2 | 519.8 W/m² | 1.9 m²/kW | asynchronous | [5 empty] | 30/39 m | No | 20.0 m/s |  |  | conical | painted | Yes |  |  | 41.0 U/min | 75 m/s
1212 | 1212 | 1212 | 1212 | 1212 | 1212 | 1212 | NedWind NW 40/500 - 500,00 kW - Wind turbine | https://en.wind-turbine-models.com/turbines/1090-nedwind-nw-40-500 | 1 | 500.0 kW | - | 4.0 m/s | 15.0 m/s | 40.8 m | 1,306.0 m² | 2 | 382.8 W/m² | 2.6 m²/kW | parallel | 3.0 | 1 | 380.0 V | thyristors | 50 Hz | 39/50/65 m | No | 25.0 m/s |  |  | conical | painted | Yes |  |  | 32.0 U/min | 68 m/s | Nedwind | 1:47 | 1,500.0 U/min |  | 38.5 t | 30.8 t | 67.0 t |  |  | 2.7 t
1213 | 1213 | 1213 | 1213 | 1213 | 1213 | 1213 | NedWind NW 40/500 Offshore - 500,00 kW - Wind turbine | https://en.wind-turbine-models.com/turbines/334-nedwind-nw-40-500-offshore | 1 | 500.0 kW | - | 4.0 m/s | 15.0 m/s | 40.8 m | 1,305.0 m² | 2 | 383.1 W/m² | 2.6 m²/kW | Planetary/Spur | 3.0 | 1 | 690.0 V | Thyristor | 50 Hz | 40 m | No | 25.0 m/s | 70.0 m/s | GFK | conical |  | Yes |  |  | 32.0 U/min | 68 m/s | NedWind | 1:47 | 1,525.0 U/min | 14.5 t
1214 | 1214 | 1214 | 1214 | 1214 | 1214 | 1214 | NedWind NW 43/500 - 500,00 kW - Wind turbine | https://en.wind-turbine-models.com/turbines/330-nedwind-nw-43-500 | 1 | 500.0 kW | - | 4.0 m/s | 14.0 m/s | 43.8 m | 1,506.0 m² | 2 | 332.0 W/m² | 3.0 m²/kW | Planetary | 3.0 | 1.0 | 690.0 V | Thyristor | 50.0 Hz | 40/50/65 m | No | 25.0 m/s | 70.0 m/s | GFK | conical | painted | Yes |  |  | 32.0 U/min | 73 m/s | NedWind | 1:47 | 1,525.0 U/min |  | 28.5 t | 44.7 t | 82.0 t |  |  | 2.7 t
1215 | 1215 | 1215 | 1215 | 1215 | 1215 | 1215 | NedWind NW 44/500 - 500,00 kW - Wind turbine | https://en.wind-turbine-models.com/turbines/60-nedwind-nw-44-500 | 1 | 500.0 kW | - | 3.5 m/s | 13.0 m/s | 43.8 m | 1,505.0 m² | 2 | 332.2 W/m² | 3.0 m²/kW | RL 41 | 3.0 | 1 | 400.0 V | t | 50 Hz | 40/50/65 m | No | 25.0 m/s | 60.0 m/s | GFK | conical | coated | Yes |  |  | 32.0 U/min | 73 m/s | Rotorline | 1:47 | 1,500.0 U/min |  | 28.5 t | 44.7 t |  |  |  | 2.7 t
1216 | 1216 | 1216 | 1216 | 1216 | 1216 | 1216 | NedWind NW 46/500 - 500,00 kW - Wind turbine | https://en.wind-turbine-models.com/turbines/775-nedwind-nw-46-500 | 1 | 500.0 kW | - |  |  | 46.0 m | 1,661.9 m² | 3 | 300.9 W/m² | 3.3 m²/kW | [7 empty] | No | [5 empty] | Yes
1217 | 1217 | 1217 | 1217 | 1217 | 1217 | 1217 | NedWind NW 50/1000 - 1,00 MW - Wind turbine | https://en.wind-turbine-models.com/turbines/1091-nedwind-nw-50-1000 | 1 | 1,000.0 kW | - | 5.0 m/s | 17.0 m/s | 52.6 m | 2,173.0 m² | 2 | 460.2 W/m² | 2.2 m²/kW | parallel | 3.0 |  | 400.0 V | thyristors | 50 Hz | 55/70 m | No | 25.0 m/s |  | GFRP | conical | painted | Yes |  |  | 24.5 U/min | 67 m/s | Nedwind | 1:62 | 1,521.0 U/min |  | 48.0 t |  | 125.0 t |  |  | 10.0 t
1218 | 1218 | 1218 | 1218 | 1218 | 1218 | 1218 | NedWind NW 53/1000 - 1,00 MW - Wind turbine | https://en.wind-turbine-models.com/turbines/329-nedwind-nw-53-1000 | 1 | 1,000.0 kW | - | 4.0 m/s | 14.0 m/s | 52.6 m | 2,173.0 m² | 2 | 460.2 W/m² | 2.2 m²/kW | 1000-2/B1 25.147 | 3.0 |  | 690.0 V | Thyristor | 50 Hz | 40/55/68 m | No | 20.0 m/s | 70.0 m/s | GRP | conical | painted | Yes |  |  | 24.6 U/min | 68 m/s | RotorLine | 1:62 | 1,525.0 U/min | 26.0 t | 36.6 t | 68.7 t | 111.6 t | 15.6 t |  | 5.2 t
1219 | 1219 | 1219 | 1219 | 1219 | 1219 | 1219 | NedWind NW 55/1000 - 1,00 MW - Wind turbine | https://en.wind-turbine-models.com/turbines/421-nedwind-nw-55-1000 | 1 | 1,000.0 kW | - | 4.0 m/s | 15.0 m/s | 55.0 m | 2,376.0 m² | 2 | 420.9 W/m² | 2.4 m²/kW | RL 50 | 3.0 | 1 | 400.0 V | Thyristor | 50 Hz | 55/70 m | No | 25.0 m/s | 60.0 m/s | GFK | conical | coated | Yes |  |  | 24.5 U/min | 71 m/s | Rotorline | 1:62 | 1,500.0 U/min |  | 48.0 t | 68.7 t |  |  |  | 3.6 t
1220 | 1220 | 1220 | 1220 | 1220 | 1220 | 1220 | NEG Micon NM 43/600 - 600,00 kW - Wind turbine | https://en.wind-turbine-models.com/turbines/844-neg-micon-nm-43-600 | 1 | 600.0 kW | - | 2.5 m/s | 15.5 m/s | 43.0 m | 1,452.0 m² | 3 | 413.2 W/m² | 2.4 m²/kW | LM 19.1 | 3.0 | 1 | 690.0 V | Thyristor | 50 Hz | 46 m | No | 25.0 m/s |  | GFK | conical | painted | Yes |  |  | 27.0 U/min | 61 m/s | LM Glasfieber | 1:56 | 1,500.0 U/min
1221 | 1221 | 1221 | 1221 | 1221 | 1221 | 1221 | NEG Micon NM 44/750 - 750,00 kW - Wind turbine | https://en.wind-turbine-models.com/turbines/1299-neg-micon-nm-44-750 | 1 | 750.0 kW | - | 3.0 m/s | 16.0 m/s | 44.0 m | 1,521.0 m² | 3 | 493.1 W/m² | 2.0 m²/kW | LM 19.1 | 3.0 | 1 | 690.0 V | thyristors | 50 Hz | 40/46/52/56 m | No | 25.0 m/s |  | GFRP | conical | painted / hot dip galvanized | Yes |  |  | 27.0 U/min | 62 m/s | LM Glasfiber A/S | 1:56 | 1,512.0 U/min | 13.0 t | 22.0 t | 33.0 t | 68.0 t | 7.0 t |  | 2.0 t
1222 | 1222 | 1222 | 1222 | 1222 | 1222 | 1222 | NEG Micon NM 48/600 - 600,00 kW - Wind turbine | https://en.wind-turbine-models.com/turbines/1173-neg-micon-nm-48-600 | 1 | 600.0 kW | - | 3.5 m/s | 13.0 m/s | 48.0 m | 1,810.0 m² | 3 | 331.5 W/m² | 3.0 m²/kW | LM 23.1 | 3.0 | 1 | 690.0 V | thyristors | 50 Hz | 46/51/60/70 m | No | 20.0 m/s | 50.0 m/s | GFRP | conical | painted | Yes |  |  | 21.0 U/min | 53 m/s | LM Glasfiber A/S | 1:72 | 1,500.0 U/min | 17.0 t | 23.0 t | 70.0 t | 110.0 t
1223 | 1223 | 1223 | 1223 | 1223 | 1223 | 1223 | NEG Micon NM 48/750 - 750,00 kW - Wind turbine | https://en.wind-turbine-models.com/turbines/311-neg-micon-nm-48-750 | 1 | 750.0 kW | - | 4.0 m/s | 16.0 m/s | 48.2 m | 1,824.0 m² | 3 | 411.2 W/m² | 2.4 m²/kW | LM 23.5/AL 23 | 2.0 | 1.0 | 690.0 V | Thyristor | 50.0 Hz | 50/60/70 m | No | 25.0 m/s | 60.0 m/s | GFK | conical | painted | Yes |  |  | 22.0 U/min | 56 m/s | LM Glasfieber/AL | 1:68 | 1,500.0 U/min | 12.0 t | 22.0 t | 81.0 t | 115.0 t
1224 | 1224 | 1224 | 1224 | 1224 | 1224 | 1224 | NEG Micon NM 52/900 - 900,00 kW - Wind turbine | https://en.wind-turbine-models.com/turbines/43-neg-micon-nm-52-900 | 1 | 900.0 kW | - | 3.5 m/s | 16.0 m/s | 52.2 m | 2,140.0 m² | 3 | 420.6 W/m² | 2.4 m²/kW | LM 25.5 | 3.0 | 1 | 690.0 V | Thyristor | 50 Hz | 60/74 m | No | 25.0 m/s | 60.0 m/s | GFK/CFK | conical | painted | Yes |  |  | 22.4 U/min | 61 m/s | LM Glasfieber | 1:68 | 1,511.0 U/min | 16.5 t | 24.5 t | 97.0 t
1225 | 1225 | 1225 | 1225 | 1225 | 1225 | 1225 | NEG Micon NM 54/950 - 950,00 kW - Wind turbine | https://en.wind-turbine-models.com/turbines/1005-neg-micon-nm-54-950 | 1 | 950.0 kW | - | 3.0 m/s | 16.0 m/s | 54.0 m | 2,291.0 m² | 3 | 414.7 W/m² | 2.4 m²/kW | bolted steel shell tube | [5 empty] | 50/60 m | No | 25.0 m/s |  |  | conical | painted | Yes |  |  | 22.0 U/min | 62 m/s |  | 1:68
1226 | 1226 | 1226 | 1226 | 1226 | 1226 | 1226 | NEG Micon NM 60/1000 - 1,00 MW - Wind turbine | https://en.wind-turbine-models.com/turbines/313-neg-micon-nm-60-1000 | 1 | 1,000.0 kW | - | 3.0 m/s | 16.0 m/s | 60.0 m | 2,827.0 m² | 3 | 353.7 W/m² | 2.8 m²/kW | LM 29.1 | 3.0 | 1.0 | 690.0 V | Thyristor | 50.0 Hz | 70/80 m | No | 20.0 m/s | 60.0 m/s | GFK | conical | painted | Yes |  |  | 18.0 U/min | 57 m/s | LM Glasfieber | 1:83 | 1,514.0 U/min | 23.9 t | 33.5 t | 114.0 t | 170.0 t
1227 | 1227 | 1227 | 1227 | 1227 | 1227 | 1227 | NEG Micon NM 64/1500 - 1,50 MW - Wind turbine | https://en.wind-turbine-models.com/turbines/64-neg-micon-nm-64-1500 | 1 | 1,500.0 kW | - | 5.0 m/s | 15.0 m/s | 64.0 m | 3,217.0 m² | 3 | 466.3 W/m² | 2.1 m²/kW | LM 30 | 3.0 | 2.0 | 690.0 V | Thyristor | 50.0 Hz | 57/70 m | No | 25.0 m/s | 55.0 m/s | GFK /CFK / Epoxy | conical | painted | Yes |  |  | 19.0 U/min | 64 m/s | LM Glasfieber | 1:80 | 1,500.0 U/min | 39.5 t | 65.0 t | 133.0 t | 193.0 t
1228 | 1228 | 1228 | 1228 | 1228 | 1228 | 1228 | NEG Micon NM 64C/1500 - 1,50 MW - Wind turbine | https://en.wind-turbine-models.com/turbines/403-neg-micon-nm-64c-1500 | 1 | 1,500.0 kW | - | 4.0 m/s | 14.0 m/s | 64.0 m | 3,217.0 m² | 3 | 466.3 W/m² | 2.1 m²/kW | AL 31.2 | 2.0 | 1 | 690.0 V | Thyristor | 50 Hz | 68/80 m | No | 25.0 m/s | 60.0 m/s | Wood/epoxy | conical | painted | Yes |  |  | 17.3 U/min | 58 m/s | aeroblade | 1:88 | 1,515.0 U/min | 29.0 t | 43.0 t | 148.0 t
1229 | 1229 | 1229 | 1229 | 1229 | 1229 | 1229 | NEG Micon NM 72C/1500 - 1,50 MW - Wind turbine | https://en.wind-turbine-models.com/turbines/151-neg-micon-nm-72c-1500 | 1 | 1,500.0 kW | - | 3.0 m/s | 13.0 m/s | 72.0 m | 4,072.0 m² | 3 | 368.4 W/m² | 2.7 m²/kW | LM 35 | 2.0 | 1 | 690.0 V | Thyristor | 50 Hz | 64/80/98 m | No | 20.0 m/s | 60.0 m/s | GFK / Epoxy | conical | painted | Yes |  |  | 17.3 U/min | 65 m/s | LM Glasfieber | 1:88 | 1,518.0 U/min | 31.4 t | 44.0 t | 201.0 t
1230 | 1230 | 1230 | 1230 | 1230 | 1230 | 1230 | NEG Micon NM 72/1650 - 1,65 MW - Wind turbine | https://en.wind-turbine-models.com/turbines/1300-neg-micon-nm-72-1650 | 1 | 1,650.0 kW | - | 4.0 m/s | 16.0 m/s | 72.0 m | 4,071.0 m² | 3 | 405.3 W/m² | 2.5 m²/kW | LM 35 | 3.0 | 1 | 690.0 V | thyristors | 50/60 Hz | 70/85/93 m | No | 25.0 m/s |  | GFRP | conical | painted | Yes |  | Ib |  |  | LM Glasfiber A/S |  | 1,000.0 U/min | 28.0 t | 51.0 t | 120.0 t | 200.0 t | 9.8 t |  | 5.8 t
1231 | 1231 | 1231 | 1231 | 1231 | 1231 | 1231 | NEG Micon NM 72/2000 - 2,00 MW - Wind turbine | https://en.wind-turbine-models.com/turbines/62-neg-micon-nm-72-2000 | 1 | 2,000.0 kW | - | 3.0 m/s | 15.0 m/s | 72.0 m | 4,072.0 m² | 3 | 491.2 W/m² | 2.0 m²/kW | LM 35 | 3.0 | 1 | 690.0 V | Thyristor | 50 Hz | 64/85/95 m | No | 25.0 m/s | 60.0 m/s | GFK/CFK | conical | painted | Yes |  |  | 18.0 U/min | 68 m/s | LM Glasfieber | 1:84 | 1,512.0 U/min | 40.0 t | 85.2 t | 175.0 t
1232 | 1232 | 1232 | 1232 | 1232 | 1232 | 1232 | NEG Micon NM 72/2000 Offshore - 2,00 MW - Wind turbine | https://en.wind-turbine-models.com/turbines/1423-neg-micon-nm-72-2000-offshore | 1 | 2,000.0 kW | - | 3.0 m/s | 15.0 m/s | 72.0 m | 4,072.0 m² | 3 | 491.2 W/m² | 2.0 m²/kW | LM35 | 3.0 | 1 | 690.0 V | thyristors | 50 Hz | 60 m | Yes | 25.0 m/s | 60.0 m/s | GFK/CFK | conical | painted |  |  |  | 18.0 U/min | 68 m/s | LM Glasfiber A/S | 1:84 | 1,512.0 U/min | 40.0 t | 85.0 t |  |  |  | 2001
1233 | 1233 | 1233 | 1233 | 1233 | 1233 | 1233 | NEG Micon NM 80/2500 - 2,50 MW - Wind turbine | https://en.wind-turbine-models.com/turbines/659-neg-micon-nm-80-2500 | 1 | 2,500.0 kW | - |  |  | 80.0 m | 5,026.6 m² | 3 | 497.4 W/m² | 2.0 m²/kW | [7 empty] | No | [5 empty] | Yes
1234 | 1234 | 1234 | 1234 | 1234 | 1234 | 1234 | NEG Micon NM 80/2750 - 2,75 MW - Wind turbine | https://en.wind-turbine-models.com/turbines/1278-neg-micon-nm-80-2750 | 1 | 2,750.0 kW | - | 4.5 m/s | 16.0 m/s | 80.0 m | 5,026.6 m² | 3 | 547.1 W/m² | 1.8 m²/kW | spur/planetary |  | 1 | 690.0 V |  | 50 Hz | 60 m | No | 25.0 m/s |  | GFRP |  |  | Yes
1235 | 1235 | 1235 | 1235 | 1235 | 1235 | 1235 | NEG Micon NM 82/1500 - 1,50 MW - Wind turbine | https://en.wind-turbine-models.com/turbines/90-neg-micon-nm-82-1500 | 1 | 1,500.0 kW | - | 3.0 m/s | 13.0 m/s | 82.0 m | 5,281.0 m² | 3 | 284.0 W/m² | 3.5 m²/kW | activstall | 3.0 |  | 690.0 V | watercooled |  | 94-109 m | No | 25.0 m/s |  | GFK |  |  | Yes |  |  | 14.4 U/min | 62 m/s | LM Glasfieber | 1:70 |  | 42.0 t | 48.0 t | 230.0 t
1236 | 1236 | 1236 | 1236 | 1236 | 1236 | 1236 | NEG Micon NM 82/1650 - 1,65 MW - Wind turbine | https://en.wind-turbine-models.com/turbines/1149-neg-micon-nm-82-1650 | 1 | 1,650.0 kW | - | 4.0 m/s | 13.0 m/s | 82.0 m | 5,281.0 m² | 3 | 312.4 W/m² | 3.2 m²/kW | AL 40 | 3.0 | 1 | 690.0 V | Thyristor | 50 Hz | 59/68.5/70/78/80 m | No | 20.0 m/s |  | Carbon/wood/glass | conical | painted | Yes |  |  | 14.4 U/min | 62 m/s | Flender / Jahnel Kestermann | 1:70 | 1,000.0 U/min
1237 | 1237 | 1237 | 1237 | 1237 | 1237 | 1237 | NEG Micon NM 92/2750 - 2,75 MW - Wind turbine | https://en.wind-turbine-models.com/turbines/46-neg-micon-nm-92-2750 | 1 | 2,750.0 kW | - | 4.0 m/s | 14.0 m/s | 92.0 m | 6,648.0 m² | 3 | 413.7 W/m² | 2.4 m²/kW | Pitch | 3.0 |  | 640.0 V |  |  | 103.6 m | No | 25.0 m/s |  |  |  |  | Yes |  |  | 14.2 U/min | 68 m/s |  | 1:70 |  | 57.0 t | 83.0 t | 230.0 t
1238 | 1238 | 1238 | 1238 | 1238 | 1238 | 1238 | NEG Micon NM 110/4200 - 4,20 MW - Wind turbine | https://en.wind-turbine-models.com/turbines/342-neg-micon-nm-110-4200 | 1 | 4,200.0 kW | - | 4.0 m/s | 14.0 m/s | 110.0 m | 9,625.0 m² | 3 | 436.4 W/m² | 2.3 m²/kW | 3 planatary/spur | 3.0 | 1 | 6,000.0 V | PRVS | 50 Hz | 124.0 m | No | 25.0 m/s | 55.0 m/s |  | conical | painted | Yes |  |  | 13.0 U/min | 75 m/s |  | 1:85 |  | 69.0 t | 145.0 t
1239 | 1239 | 1239 | 1239 | 1239 | 1239 | 1239 | NENUPHAR Vertiwind Prototype - 2,00 MW - Wind turbine | https://en.wind-turbine-models.com/turbines/1239-nenuphar-vertiwind-prototype | 1 | 2,000.0 kW | - |  |  |  |  | 3 | 0.0 W/m² | 0.0 m²/kW | synchronous permanent |  | 1 |  |  |  |  | No | [5 empty] | Yes | [12 empty] | 2014
1240 | 1240 | 1240 | 1240 | 1240 | 1240 | 1240 | NEPC SRC 16.6-55 - 55,00 kW - Wind turbine | https://en.wind-turbine-models.com/turbines/459-nepc-src-16.6-55 | 1 | 55.0 kW | - | 2.0 m/s | 11.0 m/s | 16.6 m | 216.0 m² | 3 | 254.6 W/m² | 3.9 m²/kW | 7.8 M | 2.0 | 1 | 400.0 V | Thyristor | 50 Hz | 22/30 m | No | 25.0 m/s | 70.0 m/s | GFRP | conical | galvanized | Yes |  |  | 65.0 U/min | 56 m/s |  | 1:65 | 1,500.0 U/min | 1.5 t | 5.5 t | 14.0 t | 21.0 t
1241 | 1241 | 1241 | 1241 | 1241 | 1241 | 1241 | NEPC SRC 29.8-200 - 200,00 kW - Wind turbine | https://en.wind-turbine-models.com/turbines/460-nepc-src-29.8-200 | 1 | 200.0 kW | - | 4.0 m/s | 15.0 m/s | 29.8 m | 697.0 m² | 3 | 286.9 W/m² | 3.5 m²/kW | 13.4 | 2.0 | 1 | 400.0 V | Thyristor | 50 Hz | 30/36/46/50 m | No | 25.0 m/s | 67.0 m/s | GFRP | conical | galvanized | Yes |  |  | 37.8 U/min | 59 m/s |  | 1:40 | 1,511.0 U/min | 5.5 t | 8.5 t | 32.0 t | 46.0 t
1242 | 1242 | 1242 | 1242 | 1242 | 1242 | 1242 | NEPC SRC 29.8-225 - 225,00 kW - Wind turbine | https://en.wind-turbine-models.com/turbines/461-nepc-src-29.8-225 | 1 | 225.0 kW | - | 4.0 m/s | 14.0 m/s | 29.8 m | 697.0 m² | 3 | 322.8 W/m² | 3.1 m²/kW | 13.4 | 2.0 | 1 | 400.0 V | Thyristor | 50 Hz | 30/36/46/50 m | No | 25.0 m/s | 67.0 m/s | GFRP | conical | galvanized | Yes |  |  | 37.8 U/min | 59 m/s |  | 1:40 | 1,511.0 U/min | 5.5 t | 8.5 t | 32.0 t | 46.0 t
1243 | 1243 | 1243 | 1243 | 1243 | 1243 | 1243 | NEPC SRC 31-250 - 250,00 kW - Wind turbine | https://en.wind-turbine-models.com/turbines/462-nepc-src-31-250 | 1 | 250.0 kW | - | 4.0 m/s | 13.0 m/s | 31.0 m | 755.0 m² | 3 | 331.1 W/m² | 3.0 m²/kW | 13.4 | 2.0 | 1 | 400.0 V | Thyristor | 50 Hz | 30/36/46/50 m | No | 25.0 m/s | 67.0 m/s | GFRP | conical | galvanized | Yes |  |  | 41.2 U/min | 67 m/s |  | 1:37 | 1,509.0 U/min | 5.5 t | 8.5 t | 32.0 t | 46.0 t
1244 | 1244 | 1244 | 1244 | 1244 | 1244 | 1244 | NEPC SRC 31-400 - 400,00 kW - Wind turbine | https://en.wind-turbine-models.com/turbines/1669-nepc-src-31-400 | 1 | 400.0 kW | - | 4.0 m/s | 15.0 m/s | 31.0 m | 755.0 m² | 3 | 529.8 W/m² | 1.9 m²/kW | 13.4 | 2.0 | 1 | 690.0 V | thyristor | 50/60 Hz | 30/36/46/50 m | No | 25.0 m/s | 67.0 m/s | GFRP | conical | hot dip galvanized | Yes |  |  | 35.7 U/min | 58 m/s |  | 1:42 | 1,509.0 U/min
1245 | 1245 | 1245 | 1245 | 1245 | 1245 | 1245 | Neptun 46.0 - 600,00 kW - Wind turbine | https://en.wind-turbine-models.com/turbines/2177-neptun-46.0 | 1 | 600.0 kW | - | 3.0 m/s | 11.0 m/s | 46.0 m | 1,662.0 m² | 3 | 361.0 W/m² | 2.8 m²/kW | WWK 22.1 | 3.0 | 1 | 690.0 V | IGBT | 50 Hz | 51.5 / 60 / 74 m | No | 25.0 m/s | 53.0 m/s | GFRP with epoxy resin | conical | coated | Yes |  |  | 32.0 U/min | 77 m/s | LM-Aeroconstruct | 1:52 | 1,750.0 U/min | 11.0 t | 18.0 t | 65.0 t | 94.0 t
1246 | 1246 | 1246 | 1246 | 1246 | 1246 | 1246 | Neptun 50.0 - 750,00 kW - Wind turbine | https://en.wind-turbine-models.com/turbines/2176-neptun-50.0 | 1 | 750.0 kW | - | 3.0 m/s | 12.0 m/s | 50.0 m | 1,963.0 m² | 3 | 382.1 W/m² | 2.6 m²/kW | WWK 24.1 | 3.0 | 1 | 690.0 V | IGBT | 50 Hz | 51.5 / 60 / 74 m | No | 25.0 m/s | 53.0 m/s | GFRP with epoxy resin | conical | coated | Yes |  |  | 32.0 U/min | 84 m/s | LM-Aeroconstruct | 1:54 | 1,750.0 U/min |  | 19.0 t | 65.0 t
1247 | 1247 | 1247 | 1247 | 1247 | 1247 | 1247 | NEW NEW 250 - 25,00 kW - Wind turbine | https://en.wind-turbine-models.com/turbines/1977-new-new-250 | 1 | 25.0 kW | - | 3.0 m/s | 13.0 m/s | 13.0 m | 132.0 m² | 3 | 189.4 W/m² | 5.3 m²/kW | Naca 44 | 3.0 | 1 | 400.0 V | thyristor | 50 Hz | 30.5 m | No | 22.0 m/s | 60.0 m/s | Holz |  | hot dip galvanized | Yes |  |  | 54.5 U/min | 37 m/s | Born Kückels | 1:28 | 1,500.0 U/min |  | 3.0 t | 5.5 t | 9.0 t |  | 1994 | 0.2 t
1248 | 1248 | 1248 | 1248 | 1248 | 1248 | 1248 | Newinco 10 PI 20 - 20,00 kW - Wind turbine | https://en.wind-turbine-models.com/turbines/1127-newinco-10-pi-20 | 1 | 20.0 kW | - | 4.0 m/s |  | 9.1 m | 65.0 m² | 3 | 307.7 W/m² | 3.3 m²/kW | asynchronous | [6 empty] | No | 25.0 m/s |  |  | conical | painted | Yes
1249 | 1249 | 1249 | 1249 | 1249 | 1249 | 1249 | Newinco 14 PI 50/65 - 65,00 kW - Wind turbine | https://en.wind-turbine-models.com/turbines/1129-newinco-14-pi-50-65 | 1 | 65.0 kW | - | 4.0 m/s |  | 13.8 m | 149.6 m² | 3 | 434.5 W/m² | 2.3 m²/kW | NACA | [6 empty] | No | 25.0 m/s |  | fibreglass | conical | painted | Yes |  |  |  |  | Stork
1250 | 1250 | 1250 | 1250 | 1250 | 1250 | 1250 | Newinco 14 PS 50 - 50,00 kW - Wind turbine | https://en.wind-turbine-models.com/turbines/1128-newinco-14-ps-50 | 1 | 50.0 kW | - | 4.0 m/s |  | 13.8 m | 149.6 m² | 3 | 334.2 W/m² | 3.0 m²/kW | NACA | [6 empty] | No | 25.0 m/s |  | fibreglass | conical | painted | Yes |  |  |  |  | Stork
1251 | 1251 | 1251 | 1251 | 1251 | 1251 | 1251 | Newinco 17 PS 85 - 85,00 kW - Wind turbine | https://en.wind-turbine-models.com/turbines/1130-newinco-17-ps-85 | 1 | 85.0 kW | - | 4.0 m/s |  | 17.0 m | 227.0 m² | 3 | 374.4 W/m² | 2.7 m²/kW | Stork WPX16 | [6 empty] | No | 25.0 m/s |  | fibreglass | conical | painted | Yes |  |  |  |  | Stork
1252 | 1252 | 1252 | 1252 | 1252 | 1252 | 1252 | Newinco 17 PI 85/100 - 100,00 kW - Wind turbine | https://en.wind-turbine-models.com/turbines/1131-newinco-17-pi-85-100 | 1 | 100.0 kW | - | 4.0 m/s |  | 17.0 m | 227.0 m² | 3 | 440.5 W/m² | 2.3 m²/kW | Stork WPX16 | [6 empty] | No | 25.0 m/s |  | fibreglass | conical | painted | Yes |  |  |  |  | Stork
1253 | 1253 | 1253 | 1253 | 1253 | 1253 | 1253 | Newinco 19 PI 100 - 100,00 kW - Wind turbine | https://en.wind-turbine-models.com/turbines/332-newinco-19-pi-100 | 1 | 100.0 kW | - |  |  | 19.0 m | 283.5 m² | 3 | 352.7 W/m² | 2.8 m²/kW | [7 empty] | No | [5 empty] | Yes
1254 | 1254 | 1254 | 1254 | 1254 | 1254 | 1254 | Newinco 23 PI 200/250 - 250,00 kW - Wind turbine | https://en.wind-turbine-models.com/turbines/613-newinco-23-pi-200-250 | 1 | 250.0 kW | - | 4.0 m/s |  | 23.1 m | 419.0 m² | 3 | 596.7 W/m² | 1.7 m²/kW | Asynchronus | [5 empty] | 30.0 m | No | 25.0 m/s |  | fibreglass | conical | painted | Yes |  |  |  |  | Stork
1255 | 1255 | 1255 | 1255 | 1255 | 1255 | 1255 | Newinco 25 PI 250 - 250,00 kW - Wind turbine | https://en.wind-turbine-models.com/turbines/331-newinco-25-pi-250 | 1 | 250.0 kW | - | 4.0 m/s | 14.0 m/s | 25.0 m | 491.0 m² | 3 | 509.2 W/m² | 2.0 m²/kW | Asynchronus |  |  | 690.0 V |  |  | 29.0 m | No | 25.0 m/s |  |  |  |  | Yes |  |  | 43.0 U/min | 56 m/s |  |  |  | 4.5 t | 7.5 t | 16.9 t
1256 | 1256 | 1256 | 1256 | 1256 | 1256 | 1256 | Newinco 25 PI 250 small tower - 250,00 kW - Wind turbine | https://en.wind-turbine-models.com/turbines/333-newinco-25-pi-250-small-tower | 1 | 250.0 kW | - | 4.0 m/s | 14.0 m/s | 25.0 m | 491.0 m² | 3 | 509.2 W/m² | 2.0 m²/kW | Asynchronus | [6 empty] | No | 25.0 m/s |  |  |  |  | Yes |  |  | 43.0 U/min | 56 m/s
1257 | 1257 | 1257 | 1257 | 1257 | 1257 | 1257 | Newinco 34 PI 500 - 500,00 kW - Wind turbine | https://en.wind-turbine-models.com/turbines/1132-newinco-34-pi-500 | 1 | 500.0 kW | - | 5.0 m/s |  | 34.0 m | 908.0 m² | 3 | 550.7 W/m² | 1.8 m²/kW | asynchronous |  | 2 |  |  |  | 39 m | No | 20.0 m/s |  |  | conical | painted | Yes |  |  | 43.0 U/min | 77 m/s | [5 empty] | 32.0 t | 66.0 t
1258 | 1258 | 1258 | 1258 | 1258 | 1258 | 1258 | Niehaus Pegasus - 30,00 kW - Wind turbine | https://en.wind-turbine-models.com/turbines/2296-niehaus-pegasus | 1 | 30.0 kW | - | [5 empty] | 0.0 W/m² | 0.0 m²/kW | spur | [6 empty] | No |  |  |  | cylindrical | coated | Yes |  |  |  |  | Lenz
1259 | 1259 | 1259 | 1259 | 1259 | 1259 | 1259 | Nikko KAZE-NAGASU-KUJIRA - 10,00 kW - Wind turbine | https://en.wind-turbine-models.com/turbines/2509-nikko-kaze-nagasu-kujira | 1 | 10.0 kW | - | 2.5 m/s | 10.0 m/s | 7.0 m | 38.5 m² | 3 | 259.7 W/m² | 3.9 m²/kW | direct drive |  | 1 |  | full scale | 50/60 Hz | 11 m | No | 20.0 m/s | 80.0 m/s | FRP | cylindrical | coated | Yes | [8 empty] | 1.0 t | 2.0 t | 3.0 t
1260 | 1260 | 1260 | 1260 | 1260 | 1260 | 1260 | Nordex N17 - 65,00 kW - Wind turbine | https://en.wind-turbine-models.com/turbines/422-nordex-n17 | 1 | 65.0 kW | - |  |  | 17.0 m | 227.0 m² | 3 | 286.3 W/m² | 3.5 m²/kW | LM | [5 empty] | 24 m | No | [5 empty] | Yes |  |  |  |  | LM Glasfieber
1261 | 1261 | 1261 | 1261 | 1261 | 1261 | 1261 | Nordex N26 - 225,00 kW - Wind turbine | https://en.wind-turbine-models.com/turbines/671-nordex-n26 | 1 | 225.0 kW | - |  |  | 26.0 m | 531.0 m² | 3 | 423.7 W/m² | 2.4 m²/kW | [7 empty] | No | [5 empty] | Yes
1262 | 1262 | 1262 | 1262 | 1262 | 1262 | 1262 | Nordex N27/150 - 150,00 kW - Wind turbine | https://en.wind-turbine-models.com/turbines/24-nordex-n27-150 | 1 | 150.0 kW | - | 3.0 m/s | 15.5 m/s | 27.0 m | 572.0 m² | 3 | 262.2 W/m² | 3.8 m²/kW | LM 12.8 | 3.0 | 1.0 | 400.0 V | Thyristor | 50.0 Hz | 30/36/40/50 m | No | 25.0 m/s | 60.0 m/s | GFK |  |  | Yes |  |  | 40.0 U/min | 57 m/s | LM Glasfieber | 1:25 | 1,000.0 U/min | 5.4 t | 13.0 t | 32.0 t | 51.0 t |  |  | 1.4 t
1263 | 1263 | 1263 | 1263 | 1263 | 1263 | 1263 | Nordex N27/250 - 250,00 kW - Wind turbine | https://en.wind-turbine-models.com/turbines/1089-nordex-n27-250 | 1 | 250.0 kW | - | 3.0 m/s | 15.5 m/s | 27.0 m | 572.0 m² | 3 | 437.1 W/m² | 2.3 m²/kW | LM 12.8 | 3.0 | 1.0 | 400.0 V | thyristors | 50.0 Hz | 30/36/41.5/50 m | No | 25.0 m/s |  | GFRP |  |  | Yes |  |  | 40.0 U/min | 57 m/s | LM Glasfiber A/S | 1:25 | 1,000.0 U/min |  | 14.7 t | 20.7 t | 43.0 t |  |  | 1.4 t
1264 | 1264 | 1264 | 1264 | 1264 | 1264 | 1264 | Nordex N29 - 250,00 kW - Wind turbine | https://en.wind-turbine-models.com/turbines/56-nordex-n29 | 1 | 250.0 kW | - | 3.0 m/s | 15.0 m/s | 29.7 m | 692.7 m² | 3 | 360.9 W/m² | 2.8 m²/kW | LM 13.4 | 3.0 | 1.0 | 400.0 V | Thyristor | 50.0 Hz | 36/40/50 m | No | 25.0 m/s | 60.0 m/s | GFK |  |  | Yes |  |  | 40.0 U/min | 62 m/s | LM Glasfieber | 1:25 | 1,000.0 U/min | 4.2 t | 14.0 t | 33.0 t | 52.0 t |  |  | 0.8 t
1265 | 1265 | 1265 | 1265 | 1265 | 1265 | 1265 | Nordex N43 - 600,00 kW - Wind turbine | https://en.wind-turbine-models.com/turbines/390-nordex-n43 | 1 | 600.0 kW | - | 2.5 m/s | 15.0 m/s | 43.0 m | 1,452.0 m² | 3 | 413.2 W/m² | 2.4 m²/kW | LM 19.1 | 3.0 | 1.0 | 690.0 V | Thyristor | 50.0 Hz | 40/50/60/78 m | No | 25.0 m/s | 56.0 m/s | GFK | conical | painted | Yes |  |  | 26.9 U/min | 61 m/s | LM Glasfieber | 1:56 | 1,513.0 U/min | 15.4 t | 24.0 t | 67.0 t | 108.0 t |  |  | 2.0 t
1266 | 1266 | 1266 | 1266 | 1266 | 1266 | 1266 | Nordex N43 Lattice - 600,00 kW - Wind turbine | https://en.wind-turbine-models.com/turbines/932-nordex-n43-lattice | 1 | 600.0 kW | - | 2.5 m/s | 15.0 m/s | 43.0 m | 1,452.0 m² | 3 | 413.2 W/m² | 2.4 m²/kW | LM 19.1 | 3.0 | 1 | 690.0 V | Thyristor | 50 Hz | 78 m | No | 25.0 m/s | 56.0 m/s | GFK |  | galvanized | Yes |  |  | 26.9 U/min | 61 m/s | LM Glasfieber | 1:56 | 1,513.0 U/min | 15.4 t | 22.9 t |  |  |  | 1997 | 2.0 t
1267 | 1267 | 1267 | 1267 | 1267 | 1267 | 1267 | Nordex N50 - 800,00 kW - Wind turbine | https://en.wind-turbine-models.com/turbines/392-nordex-n50 | 1 | 800.0 kW | - | 2.5 m/s | 15.0 m/s | 50.0 m | 1,964.0 m² | 3 | 407.3 W/m² | 2.5 m²/kW | LM 23.2 | 3.0 | 1.0 | 690.0 V | Thyristor | 50.0 Hz | 46/50/70 m | No | 25.0 m/s | 60.0 m/s | GFK | conical | painted | Yes |  |  | 23.8 U/min | 62 m/s | LM Glasfieber | 1:63 | 1,510.0 U/min | 16.0 t | 23.6 t | 89.0 t | 130.0 t
1268 | 1268 | 1268 | 1268 | 1268 | 1268 | 1268 | Nordex N50P - 800,00 kW - Wind turbine | https://en.wind-turbine-models.com/turbines/393-nordex-n50p | 1 | 800.0 kW | - | 3.0 m/s | 11.6 m/s | 50.5 m | 1,999.0 m² | 3 | 400.2 W/m² | 2.5 m²/kW | NT 24 | 3.0 | 1 | 690.0 V | IGBT | 50 Hz | 74 m | No | 25.0 m/s | 60.0 m/s | GFK | conical | painted | Yes |  |  | 34.1 U/min | 90 m/s | NOI | 1:59 | 1,850.0 U/min | 12.4 t | 25.0 t
1269 | 1269 | 1269 | 1269 | 1269 | 1269 | 1269 | Nordex N52 - 800,00 kW - Wind turbine | https://en.wind-turbine-models.com/turbines/387-nordex-n52 | 1 | 800.0 kW | - | 3.0 m/s | 12.5 m/s | 52.0 m | 2,125.0 m² | 3 | 376.5 W/m² | 2.7 m²/kW | LM 24 | 3.0 | 1.0 | 690.0 V | Thyristor | 50.0 Hz | 60/70 m | No | 25.0 m/s | 70.0 m/s | GFK | conical | coated | Yes |  |  | 20.6 U/min | 56 m/s | LM Glasfieber | 1:49 | 1,000.0 U/min |  | 57.0 t | 86.0 t | 160.0 t |  |  | 3.7 t
1270 | 1270 | 1270 | 1270 | 1270 | 1270 | 1270 | Nordex N54 - 1,00 MW - Wind turbine | https://en.wind-turbine-models.com/turbines/397-nordex-n54 | 1 | 1,000.0 kW | - | 3.5 m/s | 14.0 m/s | 54.0 m | 2,290.0 m² | 3 | 436.7 W/m² | 2.3 m²/kW | LM 26 | 3.0 | 1.0 | 690.0 V | Thyristor | 50.0 Hz | 60/70 m | No | 25.0 m/s | 56.0 m/s | GFK | conical | coated | Yes |  |  | 21.5 U/min | 61 m/s | LM Glasfieber | 1:70 | 1,513.0 U/min | 18.6 t | 56.0 t | 105.0 t | 179.0 t | 4.0 t |  | 4.7 t
1271 | 1271 | 1271 | 1271 | 1271 | 1271 | 1271 | Nordex N54 MKII - 1,00 MW - Wind turbine | https://en.wind-turbine-models.com/turbines/929-nordex-n54-mkii | 1 | 1,000.0 kW | - | 3.5 m/s | 14.0 m/s | 54.0 m | 2,290.0 m² | 3 | 436.7 W/m² | 2.3 m²/kW | LM 26 | 3.0 | 1 | 690.0 V | Thyristor | 50 Hz | 50/60/70 m | No | 25.0 m/s | 70.0 m/s | Fibreglass reinforced polyester |  | painted | Yes |  |  | 22.0 U/min | 62 m/s | LM Glasfieber | 1:70 | 1,500.0 U/min | 19.0 t | 46.0 t | 107.0 t | 172.0 t
1272 | 1272 | 1272 | 1272 | 1272 | 1272 | 1272 | Nordex N60 - 1,30 MW - Wind turbine | https://en.wind-turbine-models.com/turbines/77-nordex-n60 | 1 | 1,300.0 kW | - | 2.5 m/s | 15.0 m/s | 60.0 m | 2,828.0 m² | 3 | 459.7 W/m² | 2.2 m²/kW | LM 29 | 3.0 | 1.0 | 690.0 V | Thyristor | 50.0 Hz | 60/65/69/85 m | No | 25.0 m/s | 60.0 m/s | GFK | conical | coated | Yes |  |  | 19.2 U/min | 60 m/s | LM Glasfieber | 1:79 | 1,515.0 U/min | 21.5 t | 51.4 t | 154.0 t | 227.0 t |  | 2001
1273 | 1273 | 1273 | 1273 | 1273 | 1273 | 1273 | Nordex N62 - 1,30 MW - Wind turbine | https://en.wind-turbine-models.com/turbines/53-nordex-n62 | 1 | 1,300.0 kW | - | 2.5 m/s | 15.0 m/s | 62.0 m | 3,020.0 m² | 3 | 430.5 W/m² | 2.3 m²/kW | LM 29 | 3.0 | 1.0 | 690.0 V | Thyristor | 50.0 Hz | 60/69/80/69 m | No | 25.0 m/s | 60.0 m/s | GFK | conical |  | Yes |  |  | 19.2 U/min | 62 m/s | LM Glasfieber | 1:79 | 1,515.0 U/min | 28.4 t | 51.2 t | 150.0 t | 230.0 t
1274 | 1274 | 1274 | 1274 | 1274 | 1274 | 1274 | Nordex N70 - 1,50 MW - Wind turbine | https://en.wind-turbine-models.com/turbines/519-nordex-n70 | 1 | 1,500.0 kW | - | 3.5 m/s | 13.0 m/s | 70.0 m | 3,848.5 m² | 3 | 389.8 W/m² | 2.6 m²/kW | 34m | 3.0 | 1 | 690.0 V | IGBT | 50/60 Hz | 65 / 85 / 98 / 114.5 m | No | 25.0 m/s |  | GFRP | conical |  | Yes | III | IIa | 19.0 U/min | 70 m/s | LM Glasfiber | 1:95 | 1,950.0 U/min | 32.0 t | 56.0 t |  |  | 16.0 t |  | 5.6 t
1275 | 1275 | 1275 | 1275 | 1275 | 1275 | 1275 | Nordex N77 - 1,50 MW - Wind turbine | https://en.wind-turbine-models.com/turbines/76-nordex-n77 | 1 | 1,500.0 kW | - | 3.0 m/s | 11.1 m/s | 77.0 m | 4,657.0 m² | 3 | 322.1 W/m² | 3.1 m²/kW | LM 37 | 3.0 | 1 | 690.0 V | IGBT | 50 Hz | 62/85/90/111.5 m | No | 25.0 m/s | 60.0 m/s | GFK / Epoxy | conical | coated | Yes |  |  | 17.3 U/min | 70 m/s | LM Glasfieber | 1:104 | 1,800.0 U/min | 32.0 t | 56.0 t | 260.0 t
1276 | 1276 | 1276 | 1276 | 1276 | 1276 | 1276 | Nordex N80 Alpha - 2,50 MW - Wind turbine | https://en.wind-turbine-models.com/turbines/89-nordex-n80-alpha | 1 | 2,500.0 kW | - | 4.0 m/s | 15.0 m/s | 80.0 m | 5,026.0 m² | 3 | 497.4 W/m² | 2.0 m²/kW | LM 38.8 | 3.0 | 1.0 | 660.0 V | IGBT | 50.0 Hz | 60/80/100/105 m | No | 25.0 m/s | 70.0 m/s | GFK/GRP | conical | coated | Yes |  |  | 19.1 U/min | 80 m/s | LM Glasfieber | 1:68 | 1,300.0 U/min | 48.3 t | 95.0 t | 111.0 t | 254.0 t |  | 2003 | 8.6 t
1277 | 1277 | 1277 | 1277 | 1277 | 1277 | 1277 | Nordex N82 - 1,50 MW - Wind turbine | https://en.wind-turbine-models.com/turbines/2048-nordex-n82 | 1 | 1,500.0 kW | - | 3.5 m/s | 12.0 m/s | 82.0 m | 5,280.0 m² | 3 | 284.1 W/m² | 3.5 m²/kW | planetary / parallel | 3.0 | 1 | 690.0 V | IGBT | 50/60 Hz | 80 m | No | 25.0 m/s |  |  | conical | painted | Yes |  | IIIa | 16.5 U/min | 71 m/s |  |  | 1,800.0 U/min
1278 | 1278 | 1278 | 1278 | 1278 | 1278 | 1278 | Nordex N90 Beta - 2,30 MW - Wind turbine | https://en.wind-turbine-models.com/turbines/21-nordex-n90-beta | 1 | 2,300.0 kW | - | 3.0 m/s | 12.0 m/s | 90.0 m | 6,362.0 m² | 3 | 361.5 W/m² | 2.8 m²/kW | LM 43.8 | 3.0 | 1.0 | 660.0 V | IGBT | 50.0 Hz | 80/100/104 m | No | 25.0 m/s | 55.3 m/s | GFK | conical | painted | Yes |  |  | 16.9 U/min | 80 m/s | LM Glasfieber | 1:77 | 1,300.0 U/min | 51.0 t | 95.0 t |  |  | 22.2 t | 2003 | 9.6 t
1279 | 1279 | 1279 | 1279 | 1279 | 1279 | 1279 | Nordex N90 Offshore - 2,30 MW - Wind turbine | https://en.wind-turbine-models.com/turbines/538-nordex-n90-offshore | 1 | 2,300.0 kW | - | 3.0 m/s | 12.0 m/s | 90.0 m | 6,362.0 m² | 3 | 361.5 W/m² | 2.8 m²/kW | LM 43.8 | 3.0 | 1 | 660.0 V | IGBT | 50 Hz | 80/100/104 m | Yes | 25.0 m/s | 55.3 m/s | GFK | conical | painted | No |  |  | 16.9 U/min | 80 m/s | LM Glasfieber | 1:77 | 1,300.0 U/min | 51.0 t | 95.0 t |  |  | 22.2 t |  | 9.6 t
1280 | 1280 | 1280 | 1280 | 1280 | 1280 | 1280 | Nordex N90/2500 - 2,50 MW - Wind turbine | https://en.wind-turbine-models.com/turbines/734-nordex-n90-2500 | 1 | 2,500.0 kW | - | 3.0 m/s | 13.5 m/s | 90.0 m | 6,362.0 m² | 3 | 393.0 W/m² | 2.5 m²/kW | spur/planetary | 3.0 | 1.0 | 660.0 V | IGBT | 50.0 Hz | 70/75/80/100/120 m | No | 25.0 m/s |  | GFRP | conical | painted | Yes |  |  | 18.1 U/min | 85 m/s | Nordex | 1:77 | 1,300.0 U/min | 55.0 t | 91.0 t | 319.0 t | 465.0 t |  | 2005
1281 | 1281 | 1281 | 1281 | 1281 | 1281 | 1281 | Nordex N100 Delta - 3,30 MW - Wind turbine | https://en.wind-turbine-models.com/turbines/438-nordex-n100-delta | 1 | 3,300.0 kW | - | 3.5 m/s |  | 99.8 m | 7,823.0 m² | 3 | 421.8 W/m² | 2.4 m²/kW | NR 50 | 3.0 | 1.0 | 660.0 V | IGBT | 50/60 Hz | 75/85/100 m | No | 25.0 m/s |  | GFRP | conical | painted | Yes | III | Ia | 16.1 U/min | 84 m/s | Nordex
1282 | 1282 | 1282 | 1282 | 1282 | 1282 | 1282 | Nordex N100 Gamma - 2,50 MW - Wind turbine | https://en.wind-turbine-models.com/turbines/44-nordex-n100-gamma | 1 | 2,500.0 kW | - | 3.0 m/s | 12.0 m/s | 99.8 m | 7,823.0 m² | 3 | 319.6 W/m² | 3.1 m²/kW | Pitch |  | double fed | 660.0 V | IGBT | 50 Hz | 75 -100 m | No | 20.0 m/s |  | GFK |  |  | Yes |  |  | 16.8 U/min | 88 m/s | Nordex/ LM
1283 | 1283 | 1283 | 1283 | 1283 | 1283 | 1283 | Nordex N117 Delta - 3,00 MW - Wind turbine | https://en.wind-turbine-models.com/turbines/439-nordex-n117-delta | 1 | 3,000.0 kW | - | 3.0 m/s |  | 116.8 m | 10,715.0 m² | 3 | 280.0 W/m² | 3.6 m²/kW | NR 58 | 3.0 | 1 | 660.0 V | IGBT | 50/60 Hz | 91/120/141 m | No | 25.0 m/s |  | GFRP | conical | painted | Yes | II | IIa | 14.1 U/min | 86 m/s | Nordex
1284 | 1284 | 1284 | 1284 | 1284 | 1284 | 1284 | Nordex N117 Gamma - 2,40 MW - Wind turbine | https://en.wind-turbine-models.com/turbines/96-nordex-n117-gamma | 1 | 2,400.0 kW | - | 3.0 m/s | 11.0 m/s | 116.8 m | 10,715.0 m² | 3 | 224.0 W/m² | 4.5 m²/kW | 3-stage gearbox (planetary-planetary-spur gear) or 4-stage gearbox (planetary-planetary-differential-spur gear) |  | 1 | 660.0 V | IGBT | 50/60 Hz | 91 / 120 / 141 m | No | 20.0 m/s |  |  | conical |  | Yes | II | IIIa | 13.2 U/min | 81 m/s
1285 | 1285 | 1285 | 1285 | 1285 | 1285 | 1285 | Nordex N117/3600 Delta - 3,60 MW - Wind turbine | https://en.wind-turbine-models.com/turbines/1472-nordex-n117-3600-delta | 1 | 3,600.0 kW | - | 3.0 m/s |  | 116.8 m | 10,715.0 m² | 3 | 336.0 W/m² | 3.0 m²/kW | NR58.5 | 3.0 | 1 | 660.0 V | inverters | 50/60 Hz | 91/106/141* m | No | 25.0 m/s |  | GFRP | conical | painted | Yes | III | IIa | 14.1 U/min | 86 m/s | Nordex
1286 | 1286 | 1286 | 1286 | 1286 | 1286 | 1286 | Nordex N131/3000 Delta - 3,00 MW - Wind turbine | https://en.wind-turbine-models.com/turbines/837-nordex-n131-3000-delta | 1 | 3,000.0 kW | - | 3.0 m/s |  | 131.0 m | 13,478.0 m² | 3 | 222.6 W/m² | 4.5 m²/kW | NR 65.5 | 3.0 | 1.0 | 660.0 V | IGBT | 50/60 Hz | 99/114/134 m | No | 20.0 m/s |  | GFRP | conical | painted | Yes | II | IIIa | 11.6 U/min | 80 m/s | Nordex | [7 empty] | 2015
1287 | 1287 | 1287 | 1287 | 1287 | 1287 | 1287 | Nordex N131/3300 Delta - 3,30 MW - Wind turbine | https://en.wind-turbine-models.com/turbines/1284-nordex-n131-3300-delta | 1 | 3,300.0 kW | - | 3.0 m/s |  | 131.0 m | 13,478.0 m² | 3 | 244.8 W/m² | 4.1 m²/kW | spur/planetary | 3.0 | 1 | 660.0 V | inverters | 50 Hz | 134/164 m | No | 20.0 m/s |  |  | conical | painted | Yes |  |  | 12.4 U/min | 85 m/s
1288 | 1288 | 1288 | 1288 | 1288 | 1288 | 1288 | Nordex N131/3600 Delta - 3,60 MW - Wind turbine | https://en.wind-turbine-models.com/turbines/1466-nordex-n131-3600-delta | 1 | 3,600.0 kW | - | 3.0 m/s |  | 131.0 m | 13,478.0 m² | 3 | 267.1 W/m² | 3.7 m²/kW | NR65.5 | 3.0 | 1 | 660.0 V | inverters | 50/60 Hz | 84/106/112/134 m | No | 20.0 m/s |  |  | conical | painted | Yes |  | S | 13.6 U/min | 93 m/s | Nordex
1289 | 1289 | 1289 | 1289 | 1289 | 1289 | 1289 | Nordex N131/3900 Delta - 3,90 MW - Wind turbine | https://en.wind-turbine-models.com/turbines/1583-nordex-n131-3900-delta | 1 | 3,900.0 kW | - |  |  | 131.0 m | 13,478.0 m² | 3 | 289.4 W/m² | 3.5 m²/kW | NR65.5 | [5 empty] | 84 - 134 m | No | [5 empty] | Yes
1290 | 1290 | 1290 | 1290 | 1290 | 1290 | 1290 | Nordex N133/4800 Delta - 4,80 MW - Wind turbine | https://en.wind-turbine-models.com/turbines/1831-nordex-n133-4800-delta | 1 | 4,800.0 kW | - | 3.0 m/s |  | 133.2 m | 13,935.0 m² | 3 | 344.5 W/m² | 2.9 m²/kW | planetary-planetary-spur gear | 3.0 | 1 | 690.0 V | IGBT | 50/60 Hz | 78 / 83 /110 / site specific m | No | 20.0 m/s |  |  | conical | painted | Yes |  | S | 13.9 U/min | 97 m/s
1291 | 1291 | 1291 | 1291 | 1291 | 1291 | 1291 | Nordex N149/4.0-4.5 - 4,50 MW - Wind turbine | https://en.wind-turbine-models.com/turbines/1705-nordex-n149-4.0-4.5 | 1 | 4,500.0 kW | 4,000.0 - 4,500.0 kW | 3.0 m/s | 11.5 m/s | 149.1 m | 17,460.0 m² | 3 | 257.7 W/m² | 3.9 m²/kW | NR74.5 | 3.0 | 1 | 660.0 V | IGBT | 50/60 Hz | 105/125/164* m | No | 26.0 m/s | - | fiberglass and carbon fiber reinforced plastic | conical |  | Yes |  | S | 12.3 U/min | 96 m/s | Nordex | 113.5 | 1,420.0 U/min
1292 | 1292 | 1292 | 1292 | 1292 | 1292 | 1292 | Nordex N149/5.X - 5,00 MW - Wind turbine | https://en.wind-turbine-models.com/turbines/2041-nordex-n149-5.x | 1 | 5,000.0 kW | 5,000.0 - 5,600.0 kW | 3.0 m/s | - | 149.1 m | 17,460.0 m² | 3 | 286.4 W/m² | 3.5 m²/kW | High-speed |  | 1 |  | Particale scale | 50/60 Hz | up to 164 m | No | 20.0 m/s |  |  |  |  | Yes |  | S
1293 | 1293 | 1293 | 1293 | 1293 | 1293 | 1293 | Nordex N155/4.5 - 4,50 MW - Wind turbine | https://en.wind-turbine-models.com/turbines/2115-nordex-n155-4.5 | 1 | 4,500.0 kW | - |  |  | 155.0 m | 18,870.0 m² | 3 | 238.5 W/m² | 4.2 m²/kW | planetary-planetary-spur gear | 3.0 | 1 | 660.0 V | IGBT | 50/60 Hz | 108 / 120 /164 m | No |  |  |  | conical | painted | Yes | [12 empty] | 2020
1294 | 1294 | 1294 | 1294 | 1294 | 1294 | 1294 | Nordex N155/5.X - 5,00 MW - Wind turbine | https://en.wind-turbine-models.com/turbines/2304-nordex-n155-5.x | 1 | 5,000.0 kW | - | 3.0 m/s |  | 155.0 m | 18,869.0 m² | 3 | 265.0 W/m² | 3.8 m²/kW | planetary-planetary-spur gear | 3.0 |  | 750.0 V |  | 50/60 Hz | site specific m | No | 25.0 m/s |  |  |  |  | Yes
1295 | 1295 | 1295 | 1295 | 1295 | 1295 | 1295 | Nordex N163/5.X - 5,00 MW - Wind turbine | https://en.wind-turbine-models.com/turbines/2116-nordex-n163-5.x | 1 | 5,000.0 kW | - | 3.0 m/s |  | 163.0 m | 20,867.0 m² | 3 | 239.6 W/m² | 4.2 m²/kW | 80m | 3.0 | 1 | 660.0 V | IGBT | 50/60 Hz | 118 /164 m | No | 26.0 m/s |  | glass fibre/carbon fibre |  |  | Yes |  | S |  |  | Nordex | [7 empty] | 2020
1296 | 1296 | 1296 | 1296 | 1296 | 1296 | 1296 | Nordex N163/6.X - 6,00 MW - Wind turbine | https://en.wind-turbine-models.com/turbines/2341-nordex-n163-6.x | 1 | 6,000.0 kW | - |  |  | 163.0 m | 20,867.0 m² | 3 | 287.5 W/m² | 3.5 m²/kW | 80m |  | 1 |  | full inverter IGBT | 50/60 Hz | site specific / 164 m | No |  |  | GFK/Carbon |  |  | Yes |  |  |  |  | Nordex | [7 empty] | 2021
1297 | 1297 | 1297 | 1297 | 1297 | 1297 | 1297 | Nordex N175/6.X - 6,00 MW - Wind turbine | https://en.wind-turbine-models.com/turbines/2470-nordex-n175-6.x | 1 | 6,000.0 kW | 6,000.0 - 6,220.0 kW | 3.0 m/s | - | 175.0 m | 24,053.0 m² | 3 | 249.4 W/m² | 4.0 m²/kW | 85.7m |  | 1 |  | full scale | 50/60 Hz | 122 / 179 / site specific m | No |  |  |  | conical | coated | Yes
1298 | 1298 | 1298 | 1298 | 1298 | 1298 | 1298 | Nordic Folkecenter Mølle - Wind turbine | https://en.wind-turbine-models.com/turbines/1022-nordic-folkecenter-m-lle | 1 | - | [6 empty] | 0.0 W/m² | 0.0 m²/kW | [7 empty] | No | [5 empty] | Yes
1299 | 1299 | 1299 | 1299 | 1299 | 1299 | 1299 | Nordic Folkecenter Nacelle - Wind turbine | https://en.wind-turbine-models.com/turbines/1027-nordic-folkecenter-nacelle | 1 | - | [6 empty] | 0.0 W/m² | 0.0 m²/kW | [7 empty] | No | [5 empty] | Yes
1300 | 1300 | 1300 | 1300 | 1300 | 1300 | 1300 | Nordic Folkecenter Folkecenter 13 - 13,00 kW - Wind turbine | https://en.wind-turbine-models.com/turbines/250-nordic-folkecenter-folkecenter-13 | 1 | 13.0 kW | - |  |  | 8.5 m | 57.0 m² | 3 | 228.1 W/m² | 4.4 m²/kW | [7 empty] | No | [5 empty] | Yes
1301 | 1301 | 1301 | 1301 | 1301 | 1301 | 1301 | Nordic Folkecenter Hanstholm HM17-75 - 75,00 kW - Wind turbine | https://en.wind-turbine-models.com/turbines/675-nordic-folkecenter-hanstholm-hm17-75 | 1 | 75.0 kW | - |  |  | 17.5 m |  | 3 | 0.0 W/m² | 0.0 m²/kW | Lattice | [5 empty] | 22 m | No | [5 empty] | Yes
1302 | 1302 | 1302 | 1302 | 1302 | 1302 | 1302 | Nordic Folkecenter Forsørgsmølle 22 - 22,00 kW - Wind turbine | https://en.wind-turbine-models.com/turbines/249-nordic-folkecenter-fors-rgsm-lle-22 | 1 | 22.0 kW | - | [5 empty] | 0.0 W/m² | 0.0 m²/kW | Lattice | [6 empty] | No | [5 empty] | Yes
1303 | 1303 | 1303 | 1303 | 1303 | 1303 | 1303 | Nordic Folkecenter DANmark DK 36/525 Prototype - 525,00 kW - Wind turbine | https://en.wind-turbine-models.com/turbines/677-nordic-folkecenter-danmark-dk-36-525-prototype | 1 | 525.0 kW | - | 4.0 m/s | 16.0 m/s | 36.0 m | 1,018.0 m² | 3 | 515.7 W/m² | 1.9 m²/kW | LM 17 | 3.0 | 1 | 400.0 V | Thyristor | 50 Hz | 41 m | No | 25.0 m/s | 67.0 m/s | GFRP | conical | painted | Yes |  |  | 31.0 U/min | 58 m/s | LM Glasfieber | 1:49 | 1,500.0 U/min | 7.8 t | 24.2 t | 26.0 t | 58.0 t | 3.0 t | 1992 | 1.6 t
1304 | 1304 | 1304 | 1304 | 1304 | 1304 | 1304 | Nordic Folkecenter Hanstholm HM-37 525 - 525,00 kW - Wind turbine | https://en.wind-turbine-models.com/turbines/678-nordic-folkecenter-hanstholm-hm-37-525 | 1 | 525.0 kW | - | 4.0 m/s | 16.0 m/s | 37.0 m | 1,018.0 m² | 3 | 515.7 W/m² | 1.9 m²/kW | LM 17 | 3.0 | 1 | 400.0 V | Thyristor | 50 Hz | 41 m | No | 25.0 m/s | 67.0 m/s | GFRP | conical | painted | Yes |  |  | 31.0 U/min | 60 m/s | LM Glasfieber | 1:49 | 1,500.0 U/min | 7.8 t | 24.2 t | 26.0 t | 58.0 t | 3.0 t |  | 1.6 t
1305 | 1305 | 1305 | 1305 | 1305 | 1305 | 1305 | Nordic Folkecenter 150 kW - 150,00 kW - Wind turbine | https://en.wind-turbine-models.com/turbines/373-nordic-folkecenter-150-kw | 1 | 150.0 kW | - | [5 empty] | 0.0 W/m² | 0.0 m²/kW | [7 empty] | No | [5 empty] | Yes
1306 | 1306 | 1306 | 1306 | 1306 | 1306 | 1306 | Nordic Folkecenter 150 kW Nacelle - 150,00 kW - Wind turbine | https://en.wind-turbine-models.com/turbines/374-nordic-folkecenter-150-kw-nacelle | 1 | 150.0 kW | - | [5 empty] | 0.0 W/m² | 0.0 m²/kW | [7 empty] | No | [5 empty] | Yes
1307 | 1307 | 1307 | 1307 | 1307 | 1307 | 1307 | Nordic Windpower AB Nordic 400 - 400,00 kW - Wind turbine | https://en.wind-turbine-models.com/turbines/1086-nordic-windpower-ab-nordic-400 | 1 | 400.0 kW | - | 4.0 m/s | 14.0 m/s | 35.4 m | 984.0 m² | 2 | 406.5 W/m² | 2.5 m²/kW | NACA 63.2xx | 2.0 | 1 | 400.0 V |  | 50 Hz | 40 m | No | 25.0 m/s |  | GFRP | conical | painted | Yes |  |  | 39.0 U/min | 72 m/s | Flender | 1:40 | 2,880.0 U/min |  | 8.5 t | 16.5 t | 32.0 t |  |  | 1.3 t
1308 | 1308 | 1308 | 1308 | 1308 | 1308 | 1308 | Nordic Windpower AB Nordic 500 - 500,00 kW - Wind turbine | https://en.wind-turbine-models.com/turbines/1087-nordic-windpower-ab-nordic-500 | 1 | 500.0 kW | - | 3.5 m/s | 15.0 m/s | 36.0 m | 1,017.9 m² | 2 | 491.2 W/m² | 2.0 m²/kW | planetary | 2.0 | 1 | 400.0 V |  | 50 Hz | 40 m | No | 25.0 m/s |  | GFRP | conical | painted | Yes |  |  | 41.0 U/min | 77 m/s | Flender | 1:37 | 1,500.0 U/min |  | 10.0 t | 16.5 t | 32.0 t |  |  | 1.5 t
1309 | 1309 | 1309 | 1309 | 1309 | 1309 | 1309 | Nordic Windpower AB Nordic 1000 - 1,00 MW - Wind turbine | https://en.wind-turbine-models.com/turbines/824-nordic-windpower-ab-nordic-1000 | 1 | 1,000.0 kW | - | 4.0 m/s | 16.0 m/s | 53.0 m | 2,206.0 m² | 2 | 453.3 W/m² | 2.2 m²/kW | LM 25.2 | 2.0 | 1 | 690.0 V | IGBT | 50 Hz | 58 m | No | 21.0 m/s | 58.0 m/s | GRP | conical | painted | Yes |  |  | 25.0 U/min | 69 m/s | LM Glasfieber | 1:51 | 1,300.0 U/min | 17.7 t | 24.5 t | 46.3 t | 92.9 t | 9.4 t | 1995 | 4.2 t
1310 | 1310 | 1310 | 1310 | 1310 | 1310 | 1310 | Nordic Windpower Co. N1000 - 1,00 MW - Wind turbine | https://en.wind-turbine-models.com/turbines/1088-nordic-windpower-co.-n1000 | 1 | 1,000.0 kW | - | 4.0 m/s | 16.0 m/s | 59.0 m | 2,734.0 m² | 2 | 365.8 W/m² | 2.7 m²/kW | spur/planetary | 3.0 | 1 | 690.0 V | inverters | 50 Hz | 60/70 m | No | 22.0 m/s | 52.5 m/s | GRP. carbon | conical | painted | Yes |  |  | 23.0 U/min | 71 m/s |  | 1:87 | 2,000.0 U/min | 4.2 t | 40.0 t | 63.0 t | 108.0 t
1311 | 1311 | 1311 | 1311 | 1311 | 1311 | 1311 | Nordtank NTK 10 - 10,00 kW - Wind turbine | https://en.wind-turbine-models.com/turbines/1376-nordtank-ntk-10 | 1 | 10.0 kW | - |  |  | 6.0 m | 28.0 m² | 3 | 357.1 W/m² | 2.8 m²/kW | spur |  | 1 | 220.0 V |  | 50 Hz |  | No |  |  | GFRP | conical |  | Yes
1312 | 1312 | 1312 | 1312 | 1312 | 1312 | 1312 | Nordtank NTK 10 Prototyp - 10,00 kW - Wind turbine | https://en.wind-turbine-models.com/turbines/167-nordtank-ntk-10-prototyp | 1 | 10.0 kW | - |  |  | 6.0 m | 28.0 m² | 3 | 357.1 W/m² | 2.8 m²/kW | [7 empty] | No | [5 empty] | Yes
1313 | 1313 | 1313 | 1313 | 1313 | 1313 | 1313 | Nordtank NTK 22 - 22,00 kW - Wind turbine | https://en.wind-turbine-models.com/turbines/164-nordtank-ntk-22 | 1 | 22.0 kW | - |  |  | 11.0 m | 95.0 m² | 3 | 231.6 W/m² | 4.3 m²/kW | 5m | [5 empty] | 18.0 m | No |  |  | GFRP |  |  | Yes |  |  |  |  | Økær
1314 | 1314 | 1314 | 1314 | 1314 | 1314 | 1314 | Nordtank NTK 30 - 30,00 kW - Wind turbine | https://en.wind-turbine-models.com/turbines/1354-nordtank-ntk-30 | 1 | 30.0 kW | - |  |  | 11.0 m | 315.8 m² | 3 | 95.0 W/m² | 10.5 m²/kW | steel tube | [6 empty] | No |  |  | GFRP |  |  | Yes |  |  |  |  | Økær
1315 | 1315 | 1315 | 1315 | 1315 | 1315 | 1315 | Nordtank NTK 45 - 45,00 kW - Wind turbine | https://en.wind-turbine-models.com/turbines/165-nordtank-ntk-45 | 1 | 45.0 kW | - | 3.7 m/s | 17.0 m/s | 15.7 m | 201.0 m² | 3 | 223.9 W/m² | 4.5 m²/kW | spur |  | 2 | 400.0 V | thyristors | 50 Hz | 22.7 / 24.0 m | No | 25.0 m/s | 54.0 m/s | GFRP | conical | Hot-dip galvanized | Yes |  |  |  |  | Økær |  | 1,500.0 U/min |  |  |  | 12.0 t
1316 | 1316 | 1316 | 1316 | 1316 | 1316 | 1316 | Nordtank NTK 55 - 55,00 kW - Wind turbine | https://en.wind-turbine-models.com/turbines/162-nordtank-ntk-55 | 1 | 55.0 kW | - |  |  | 18.0 m | 255.0 m² | 3 | 215.7 W/m² | 4.6 m²/kW | [6 empty] | 20.5 m | No | [5 empty] | Yes
1317 | 1317 | 1317 | 1317 | 1317 | 1317 | 1317 | Nordtank NTK 65 - 65,00 kW - Wind turbine | https://en.wind-turbine-models.com/turbines/564-nordtank-ntk-65 | 1 | 65.0 kW | - | 3.6 m/s | 13.5 m/s | 16.5 m | 213.0 m² | 3 | 305.2 W/m² | 3.3 m²/kW | Asynchronus |  |  | 480.0 V | Thyristor | 60 Hz | 24 m | No | 25.0 m/s | 53.6 m/s | Fibreglass reinforced polyester | conical | galvanized | Yes | [6 empty] | 1,200.0 U/min |  | 5.7 t | 6.5 t
1318 | 1318 | 1318 | 1318 | 1318 | 1318 | 1318 | Nordtank NTK 99 - 99,00 kW - Wind turbine | https://en.wind-turbine-models.com/turbines/163-nordtank-ntk-99 | 1 | 99.0 kW | - | 4.0 m/s | 13.0 m/s | 20.5 m | 330.0 m² | 3 | 300.0 W/m² | 3.3 m²/kW | WPX 20 |  | 1 |  | Thyristor | 50 Hz | 24/28 m | No | 27.0 m/s |  | GFRP | conical |  | Yes |  |  | 40.0 U/min | 43 m/s | Stork
1319 | 1319 | 1319 | 1319 | 1319 | 1319 | 1319 | Nordtank NTK 130 - 130,00 kW - Wind turbine | https://en.wind-turbine-models.com/turbines/161-nordtank-ntk-130 | 1 | 130.0 kW | - | 3.5 m/s | 13.5 m/s | 20.5 m | 330.0 m² | 3 | 393.9 W/m² | 2.5 m²/kW | WPX 20 | [5 empty] | 24.5/27 m | No | 25.0 m/s |  | GRP | conical | painted | Yes |  |  | 44.0 U/min | 47 m/s | Stork / LM
1320 | 1320 | 1320 | 1320 | 1320 | 1320 | 1320 | Nordtank NTK 150 - 150,00 kW - Wind turbine | https://en.wind-turbine-models.com/turbines/166-nordtank-ntk-150 | 1 | 150.0 kW | - | 4.0 m/s | 13.5 m/s | 24.6 m | 475.0 m² | 3 | 315.8 W/m² | 3.2 m²/kW | LM 12 HHT | 2.0 | 1.0 | 400.0 V | Thyristor | 50.0 Hz | 32.5 m | No | 25.0 m/s | 60.0 m/s | GFK | conical | epoxy painted or galvanized | Yes |  |  | 37.0 U/min | 48 m/s | LM Glasfieber | 1:40 | 1,520.0 U/min |  | 6.0 t | 11.0 t | 23.0 t |  |  | 0.8 t
1321 | 1321 | 1321 | 1321 | 1321 | 1321 | 1321 | Nordtank NTK 160 - 160,00 kW - Wind turbine | https://en.wind-turbine-models.com/turbines/1425-nordtank-ntk-160 | 1 | 160.0 kW | - | 4.0 m/s | 14.0 m/s | 24.6 m | 475.0 m² | 3 | 336.8 W/m² | 3.0 m²/kW | LM12 | 2.0 | 1 | 400.0 V | thyristors | 50 Hz | 32.5 m | No | 25.0 m/s | 60.0 m/s | GFRP | conical | painted/galvanized | Yes |  |  | 37.0 U/min | 48 m/s | LM Glasfiber A/S | 1:40 | 1,520.0 U/min |  | 6.0 t | 11.0 t | 23.0 t |  |  | 0.8 t
1322 | 1322 | 1322 | 1322 | 1322 | 1322 | 1322 | Nordtank NTK 200 - 200,00 kW - Wind turbine | https://en.wind-turbine-models.com/turbines/1355-nordtank-ntk-200 | 1 | 200.0 kW | - | 4.0 m/s | 12.5 m/s | 28.0 m | 615.8 m² | 3 | 324.8 W/m² | 3.1 m²/kW | LM | 2.0 | 1 | 690.0 V |  | 50 Hz | 30 m | No | 25.0 m/s |  | GFRP | cylindrical |  | Yes |  |  |  |  | LM Glasfiber A/S |  |  |  | 12.5 t | 14.0 t
1323 | 1323 | 1323 | 1323 | 1323 | 1323 | 1323 | Nordtank NTK 300 - 300,00 kW - Wind turbine | https://en.wind-turbine-models.com/turbines/48-nordtank-ntk-300 | 1 | 300.0 kW | - | 4.5 m/s | 13.0 m/s | 31.0 m | 755.0 m² | 3 | 397.4 W/m² | 2.5 m²/kW | LM 14.2 | 3.0 | 1.0 | 690.0 V | Thyristor | 50.0 Hz | 31/35 m | No | 25.0 m/s | 60.0 m/s | GFK/CFK | conical | painted | Yes |  |  | 33.0 U/min | 54 m/s | LM Glasfieber | 1:45 | 1,500.0 U/min |  | 12.8 t | 22.8 t | 42.0 t |  |  | 1.2 t
1324 | 1324 | 1324 | 1324 | 1324 | 1324 | 1324 | Nordtank NTK 330 - 330,00 kW - Wind turbine | https://en.wind-turbine-models.com/turbines/1356-nordtank-ntk-330 | 1 | 330.0 kW | - | 4.0 m/s | 14.0 m/s | 28.0 m | 615.7 m² | 3 | 536.0 W/m² | 1.9 m²/kW | spur | 3.0 | 1 | 690.0 V | thyristors | 50 Hz | 31 m | No | 25.0 m/s | 60.0 m/s | GFRP | conical | painted | Yes |  |  |  |  | LM Glasfiber A/S |  | 1,500.0 U/min |  | 12.8 t
1325 | 1325 | 1325 | 1325 | 1325 | 1325 | 1325 | Nordtank NTK 400 - 400,00 kW - Wind turbine | https://en.wind-turbine-models.com/turbines/1353-nordtank-ntk-400 | 1 | 400.0 kW | - | 4.5 m/s | 18.0 m/s | 35.0 m | 961.0 m² | 3 | 416.2 W/m² | 2.4 m²/kW | LM 17 HHT | 3.0 | 1 | 400.0 V | thyristors | 60 Hz | 35 m | No | 25.0 m/s | 53.0 m/s | Glass Fibre Reinforced Polyester | conical | painted | Yes |  |  | 35.0 U/min | 64 m/s | LM Glasfiber A/S |  | 1,800.0 U/min
1326 | 1326 | 1326 | 1326 | 1326 | 1326 | 1326 | Nordtank NTK 450 - 450,00 kW - Wind turbine | https://en.wind-turbine-models.com/turbines/1671-nordtank-ntk-450 | 1 | 450.0 kW | - | 4.0 m/s | 13.0 m/s | 37.0 m | 1,075.0 m² | 3 | 418.6 W/m² | 2.4 m²/kW | LM 17 | 3.0 | 1 | 400.0 V | thyristor | 50 Hz | 35/42.1/50 m | No | 25.0 m/s | 60.0 m/s | GFRP | conical | painted | Yes |  |  | 29.0 U/min | 56 m/s | LM Glasfiber | 1:50 | 1,500.0 U/min | 10.0 t | 16.8 t | 42.0 t | 69.0 t
1327 | 1327 | 1327 | 1327 | 1327 | 1327 | 1327 | Nordtank NTK 500/37 - 500,00 kW - Wind turbine | https://en.wind-turbine-models.com/turbines/63-nordtank-ntk-500-37 | 1 | 500.0 kW | - | 4.0 m/s | 14.9 m/s | 37.0 m | 1,075.0 m² | 3 | 465.1 W/m² | 2.2 m²/kW | LM 17.0 | 3.0 | 1.0 | 690.0 V | Thyristor | 50.0 Hz | 35/42.1/50 m | No | 25.0 m/s | 57.0 m/s | GFK/CFK | conical | painted | Yes |  |  | 30.0 U/min | 58 m/s | LM Glasfieber | 1:50 | 1,500.0 U/min | 10.0 t | 16.8 t | 42.0 t | 68.8 t |  |  | 1.6 t
1328 | 1328 | 1328 | 1328 | 1328 | 1328 | 1328 | Nordtank NTK 500/41 - 500,00 kW - Wind turbine | https://en.wind-turbine-models.com/turbines/384-nordtank-ntk-500-41 | 1 | 500.0 kW | - | 4.0 m/s | 14.0 m/s | 41.0 m | 1,325.0 m² | 3 | 377.4 W/m² | 2.7 m²/kW | LM 19.1 | 3.0 | 1.0 | 690.0 V | Thyristor | 50.0 Hz | 42.1 / 50 m | No | 25.0 m/s | 60.0 m/s | GFK/CFK | conical | painted | Yes |  |  | 27.0 U/min | 58 m/s | LM Glasfieber | 1:56 | 1,500.0 U/min |  | 16.8 t | 42.0 t | 65.0 t |  |  | 1.9 t
1329 | 1329 | 1329 | 1329 | 1329 | 1329 | 1329 | Nordtank NTK 550 - 550,00 kW - Wind turbine | https://en.wind-turbine-models.com/turbines/1357-nordtank-ntk-550 | 1 | 550.0 kW | - |  |  | 41.0 m | 1,320.3 m² | 3 | 416.6 W/m² | 2.4 m²/kW | LM 19 | 3.0 | 1 | 690.0 V | thyristors | 50 Hz | 42.3 m | No |  |  | GFRP | conical | painted | Yes |  |  |  |  | LM Glasfiber A/S | 1:56 | 1,500.0 U/min
1330 | 1330 | 1330 | 1330 | 1330 | 1330 | 1330 | Nordtank NTK 600 - 600,00 kW - Wind turbine | https://en.wind-turbine-models.com/turbines/49-nordtank-ntk-600 | 1 | 600.0 kW | - | 3.0 m/s | 14.0 m/s | 43.0 m | 1,452.0 m² | 3 | 413.2 W/m² | 2.4 m²/kW | LM 19.1 | 3.0 | 1 | 690.0 V | Thyristor | 50 Hz | 50/60 m | No | 25.0 m/s | 60.0 m/s | GFK/CFK | conical | coated | Yes |  |  | 17.9 U/min | 40 m/s | LM Glasfieber | 1:56 | 1,000.0 U/min |  | 20.0 t | 60.0 t |  |  |  | 2.0 t
1331 | 1331 | 1331 | 1331 | 1331 | 1331 | 1331 | Nordtank NTK 600 Nearshore - 600,00 kW - Wind turbine | https://en.wind-turbine-models.com/turbines/632-nordtank-ntk-600-nearshore | 1 | 600.0 kW | - | 3.0 m/s | 14.0 m/s | 43.0 m | 1,452.0 m² | 3 | 413.2 W/m² | 2.4 m²/kW | LM 19.1 | 3.0 | 1 | 690.0 V | Thyristor | 50 Hz | 50/65 m | Yes | 25.0 m/s | 60.0 m/s | GFK/CFK | conical | coated |  |  |  | 17.9 U/min | 40 m/s | LM Glasfieber | 1:56 | 1,000.0 U/min |  | 20.0 t | 60.0 t |  |  |  | 2.0 t
1332 | 1332 | 1332 | 1332 | 1332 | 1332 | 1332 | Nordtank NTK 1500 60 - 1,50 MW - Wind turbine | https://en.wind-turbine-models.com/turbines/820-nordtank-ntk-1500-60 | 1 | 1,500.0 kW | - | 4.0 m/s | 15.0 m/s | 60.0 m | 2,827.0 m² | 3 | 530.6 W/m² | 1.9 m²/kW | LM 29.2 Vortex | 3.0 | 2 | 690.0 V | Thyristor | 50 Hz | 60 m | No | 25.0 m/s | 54.2 m/s | GRP | conical | painted | Yes |  |  | 19.2 U/min | 60 m/s | LM Glasfieber | 1:80 | 1,528.0 U/min | 30.5 t | 63.5 t | 99.5 t | 198.5 t | 11.9 t |  | 6.2 t
1333 | 1333 | 1333 | 1333 | 1333 | 1333 | 1333 | Nordtank NTK 1500 64 - 1,50 MW - Wind turbine | https://en.wind-turbine-models.com/turbines/3-nordtank-ntk-1500-64 | 1 | 1,500.0 kW | - | 5.0 m/s | 15.0 m/s | 64.0 m | 3,217.0 m² | 3 | 466.3 W/m² | 2.1 m²/kW | LM 30 | 3.0 | 2 | 690.0 V | Thyristor | 50 Hz | 57 m | No | 25.0 m/s |  | GFK /CFK / Epoxy | conical | painted | Yes |  |  | 19.0 U/min | 64 m/s | LM Glasfiber | 1:80 | 1,500.0 U/min |  |  |  | 193.0 t
1334 | 1334 | 1334 | 1334 | 1334 | 1334 | 1334 | Nordwind NW 40-500 - 500,00 kW - Wind turbine | https://en.wind-turbine-models.com/turbines/118-nordwind-nw-40-500 | 1 | 500.0 kW | - |  |  | 40.0 m | 1,257.0 m² | 2 | 397.8 W/m² | 2.5 m²/kW | [6 empty] | 43.5 m | No | [5 empty] | Yes
1335 | 1335 | 1335 | 1335 | 1335 | 1335 | 1335 | Nordwind NW 44-750 - 750,00 kW - Wind turbine | https://en.wind-turbine-models.com/turbines/650-nordwind-nw-44-750 | 1 | 750.0 kW | - |  |  | 44.0 m | 1,521.0 m² | 2 | 493.1 W/m² | 2.0 m²/kW | [6 empty] | 68 m | No | [5 empty] | Yes
1336 | 1336 | 1336 | 1336 | 1336 | 1336 | 1336 | Nordwind GmbH Model 100/15 - 18,00 kW - Wind turbine | https://en.wind-turbine-models.com/turbines/1411-nordwind-gmbh-model-100-15 | 1 | 18.0 kW | - | 3.0 m/s | 15.0 m/s | 15.0 m | 176.7 m² | 3 | 101.9 W/m² | 9.8 m²/kW | vertical shaft |  | 1 |  |  | 50 Hz | 20 m | No |  |  | wood |  | painted | Yes |  |  | 61.0 U/min | 48 m/s | Nordwind | [7 empty] | 1949
1337 | 1337 | 1337 | 1337 | 1337 | 1337 | 1337 | NORTHEL 20 - 20,00 kW - Wind turbine | https://en.wind-turbine-models.com/turbines/1344-northel-20 | 1 | 20.0 kW | - | 2.8 m/s | 14.0 m/s | 9.6 m | 72.0 m² | 3 | 277.8 W/m² | 3.6 m²/kW | NACA |  | 1 | 500.0 V | inverters | 50 Hz | 15/20/20 m | No | 25.0 m/s | 45.0 m/s | Epoxy reinforced with vacuum Fiberglass | cylindrical | painted | Yes |  |  | 132.0 U/min | 66 m/s | [6 empty] | 1.1 t
1338 | 1338 | 1338 | 1338 | 1338 | 1338 | 1338 | NORTHEL POYRA P36/300 - 300,00 kW - Wind turbine | https://en.wind-turbine-models.com/turbines/1825-northel-poyra-p36-300 | 1 | 300.0 kW | - | 2.9 m/s | 11.5 m/s | 36.0 m | 706.0 m² | 3 | 424.9 W/m² | 2.4 m²/kW | planetary | 2.0 | 1 | 380.0 V | IGBT | 50 Hz | 30 / 40 m | No | 20.0 m/s |  | Epoxy Glassfiber | conical | painted | Yes |  | IIIa | 48.0 U/min | 90 m/s
1339 | 1339 | 1339 | 1339 | 1339 | 1339 | 1339 | NORTHEL 50 - 50,00 kW - Wind turbine | https://en.wind-turbine-models.com/turbines/1343-northel-50 | 1 | 50.0 kW | - | 2.7 m/s | 14.0 m/s | 15.2 m | 181.0 m² | 3 | 276.2 W/m² | 3.6 m²/kW | NACA |  | 1 | 500.0 V | inverters | 50 Hz | 20/25 m | No | 25.0 m/s | 45.0 m/s | Epoxy reinforced with vacuum Fiberglass | Guy-reinforced | painted | Yes |  |  | 56.0 U/min | 45 m/s | [6 empty] | 4.5 t
1340 | 1340 | 1340 | 1340 | 1340 | 1340 | 1340 | NORTHEL ORSA DD 65/1200 - 1,20 MW - Wind turbine | https://en.wind-turbine-models.com/turbines/1828-northel-orsa-dd-65-1200 | 1 | 1,200.0 kW | - | 4.0 m/s | 12.0 m/s | 65.0 m | 3,848.0 m² | 3 | 311.9 W/m² | 3.2 m²/kW | direct drive |  | 1 | 690.0 V | IGBT | 50 Hz | 60 m | No | 45.0 m/s |  | Epoxy Glassfiber | conical | painted | Yes |  |  | 22.0 U/min | 75 m/s
1341 | 1341 | 1341 | 1341 | 1341 | 1341 | 1341 | NORTHEL ORSA DS 75/1200 - 1,20 MW - Wind turbine | https://en.wind-turbine-models.com/turbines/1826-northel-orsa-ds-75-1200 | 1 | 1,200.0 kW | - | 4.0 m/s | 11.0 m/s | 75.0 m | 4,417.9 m² | 3 | 271.6 W/m² | 3.7 m²/kW | direct drive |  | 1 | 690.0 V | IGBT | 50 Hz | 60 / 70 m | No | 45.0 m/s |  | Epoxy Glassfiber | conical | painted | Yes |  |  | 22.0 U/min | 86 m/s
1342 | 1342 | 1342 | 1342 | 1342 | 1342 | 1342 | NORTHEL 100 - 100,00 kW - Wind turbine | https://en.wind-turbine-models.com/turbines/1342-northel-100 | 1 | 100.0 kW | - | 2.8 m/s | 14.0 m/s | 18.0 m | 254.0 m² | 3 | 393.7 W/m² | 2.5 m²/kW | NACA |  | 1 | 380.0 V | inverters | 50 Hz | 20/25/30 m | No | 25.0 m/s | 45.0 m/s | Epoxy reinforced with vacuum Fiberglass | cylindrical | painted | Yes |  |  | 27.0 U/min | 25 m/s | [6 empty] | 5.3 t
1343 | 1343 | 1343 | 1343 | 1343 | 1343 | 1343 | NORTHEL ORSA DS 104/2600 - 2,60 MW - Wind turbine | https://en.wind-turbine-models.com/turbines/1827-northel-orsa-ds-104-2600 | 1 | 2,600.0 kW | - |  |  | 104.0 m | 8,494.0 m² | 3 | 306.1 W/m² | 3.3 m²/kW | [7 empty] | No
1344 | 1344 | 1344 | 1344 | 1344 | 1344 | 1344 | NORTHEL 150 - 150,00 kW - Wind turbine | https://en.wind-turbine-models.com/turbines/1341-northel-150 | 1 | 150.0 kW | - | 2.7 m/s | 14.0 m/s | 20.0 m | 314.0 m² | 3 | 477.7 W/m² | 2.1 m²/kW | NACA |  | 1 | 380.0 V | inverters | 50 Hz | 25/30/35 m | No | 25.0 m/s | 45.0 m/s | Epoxy reinforced with vacuum Fiberglass | cylindrical | painted | Yes |  |  | 27.0 U/min | 28 m/s | [6 empty] | 5.9 t
1345 | 1345 | 1345 | 1345 | 1345 | 1345 | 1345 | NORTHEL 250 - 250,00 kW - Wind turbine | https://en.wind-turbine-models.com/turbines/1340-northel-250 | 1 | 250.0 kW | - | 2.9 m/s | 14.0 m/s | 30.0 m | 706.0 m² | 3 | 354.1 W/m² | 2.8 m²/kW | NACA |  | 1 | 380.0 V | inverters | 50 Hz | 30/35/40 m | No | 25.0 m/s | 49.0 m/s | fiberglass reinforced with epoxy | cylindrical | painted | Yes |  |  | 29.0 U/min | 46 m/s | [6 empty] | 16.4 t
1346 | 1346 | 1346 | 1346 | 1346 | 1346 | 1346 | NPS Northern Power NPS 2.3-93 - 2,30 MW - Wind turbine | https://en.wind-turbine-models.com/turbines/1271-nps-northern-power-nps-2.3-93 | 1 | 2,300.0 kW | - | 3.0 m/s | 12.5 m/s | 93.0 m | 6,792.9 m² | 3 | 338.6 W/m² | 3.0 m²/kW | direct drive |  | 1.0 | 400.0 V | inverters | 50/60 Hz | 80/98 m | No | 25.0 m/s | 52.5 m/s |  | conical | painted | Yes |  | IIa |  |  | NPS
1347 | 1347 | 1347 | 1347 | 1347 | 1347 | 1347 | NPS Northern Power NPS 60-24 - 60,00 kW - Wind turbine | https://en.wind-turbine-models.com/turbines/1270-nps-northern-power-nps-60-24 | 1 | 60.0 kW | - | 3.0 m/s | 11.0 m/s | 24.4 m | 467.6 m² | 3 | 128.3 W/m² | 7.8 m²/kW | direct drive |  | 1 | 400.0 V | inverters | 50 Hz | 23/29/37 m | No | 25.0 m/s | 52.5 m/s |  | conical | painted | Yes |  | IIIa |  |  | NPS |  |  |  | 7.8 t | 14.0 t
1348 | 1348 | 1348 | 1348 | 1348 | 1348 | 1348 | NPS Northern Power NPS 100C-21 - 100,00 kW - Wind turbine | https://en.wind-turbine-models.com/turbines/1269-nps-northern-power-nps-100c-21 | 1 | 100.0 kW | - | 3.0 m/s | 15.0 m/s | 20.7 m | 336.5 m² | 3 | 297.2 W/m² | 3.4 m²/kW | direct drive |  | 1 | 400.0 V | inverters | 50 Hz | 29/37 m | No | 25.0 m/s | 59.5 m/s |  | conical | painted | Yes |  | IIa |  |  | NPS |  |  |  | 6.5 t | 12.0 t
1349 | 1349 | 1349 | 1349 | 1349 | 1349 | 1349 | NPS Northern Power NPS 100C-24 - 100,00 kW - Wind turbine | https://en.wind-turbine-models.com/turbines/365-nps-northern-power-nps-100c-24 | 1 | 100.0 kW | - | 3.0 m/s | 12.0 m/s | 24.4 m | 467.6 m² | 3 | 213.9 W/m² | 4.7 m²/kW | direct drive |  | 1 | 400.0 V | inverters | 50 Hz | 22/29/37 m | No | 25.0 m/s | 52.5 m/s | GFK | conical | painted | Yes |  | IIIa | 51.4 U/min | 66 m/s | NPS |  |  | 6.9 t |  | 12.0 t
1350 | 1350 | 1350 | 1350 | 1350 | 1350 | 1350 | Norvento nED 100-22 - 100,00 kW - Wind turbine | https://en.wind-turbine-models.com/turbines/664-norvento-ned-100-22 | 1 | 100.0 kW | - | 3.0 m/s | 10.0 m/s | 22.0 m | 380.0 m² | 3 | 263.2 W/m² | 3.8 m²/kW | with out. direct drive |  | 1 | 400.0 V | Electronic power converter | 50/60 Hz | 24.5 m | No | 20.0 m/s | 59.5 m/s | Fiberglass-epoxy composite | conical | painted | Yes |  | IIa
1351 | 1351 | 1351 | 1351 | 1351 | 1351 | 1351 | Norvento nED 100-24 - 100,00 kW - Wind turbine | https://en.wind-turbine-models.com/turbines/1804-norvento-ned-100-24 | 1 | 100.0 kW | - | 3.0 m/s | 10.0 m/s | 24.0 m | 452.0 m² | 3 | 221.2 W/m² | 4.5 m²/kW | with out. direct drive |  | 1 | 400.0 V | Electronic power converter | 50/60 Hz | 29.5/36 m | No | 20.0 m/s | 52.5 m/s | Fiberglass-epoxy composite | conical | painted | Yes |  | IIIa
1352 | 1352 | 1352 | 1352 | 1352 | 1352 | 1352 | Norwin 9 STALL 15 - 15,00 kW - Wind turbine | https://en.wind-turbine-models.com/turbines/2357-norwin-9-stall-15 | 1 | 15.0 kW | - | 3.0 m/s | 12.0 m/s | 9.0 m | 63.6 m² | 5 | 235.8 W/m² | 4.2 m²/kW | [7 empty] | No | 25.0 m/s |  |  |  |  | Yes | [12 empty] | 2010
1353 | 1353 | 1353 | 1353 | 1353 | 1353 | 1353 | Norwin 24 STALL 150 - 150,00 kW - Wind turbine | https://en.wind-turbine-models.com/turbines/225-norwin-24-stall-150 | 1 | 150.0 kW | - | 4.0 m/s | 14.0 m/s | 24.0 m |  |  | 0.0 W/m² | 0.0 m²/kW | Conical steel tower | [5 empty] | 30 m | No | 25.0 m/s |  |  |  |  | Yes | [8 empty] | 7.6 t | 13.3 t
1354 | 1354 | 1354 | 1354 | 1354 | 1354 | 1354 | Norwin 27 STALL 225 - 225,00 kW - Wind turbine | https://en.wind-turbine-models.com/turbines/2356-norwin-27-stall-225 | 1 | 225.0 kW | - | 4.0 m/s | 13.5 m/s | 27.0 m | 573.0 m² | 3 | 392.7 W/m² | 2.5 m²/kW | spur |  | 1 | 690.0 V | Thyristor controlled gradual cut-in | 50/60 Hz | 30 / 39 m | No | 25.0 m/s | 67.0 m/s | GFRP | conical | coated | Yes |  |  | 37.8 U/min | 53 m/s | LM WindPower |  | 1,500.0 U/min | 5.0 t | 7.6 t | 20.7 t | 24.4 t |  | 1999
1355 | 1355 | 1355 | 1355 | 1355 | 1355 | 1355 | Norwin 29 STALL 200 - 200,00 kW - Wind turbine | https://en.wind-turbine-models.com/turbines/2353-norwin-29-stall-200 | 1 | 200.0 kW | - | 4.0 m/s |  | 29.1 m | 665.0 m² | 3 | 300.8 W/m² | 3.3 m²/kW | LM 13.4 |  | 1 | 690.0 V | Thyristor controlled gradual cut-in | 50 Hz | 30 / 40 m | No | 25.0 m/s | 67.0 m/s | GFRP | conical | coated | Yes |  |  | 37.6 U/min | 57 m/s | LM WindPower |  | 1,500.0 U/min | 5.3 t | 7.6 t | 20.7 t | 33.6 t |  | 1997
1356 | 1356 | 1356 | 1356 | 1356 | 1356 | 1356 | Norwin 29 STALL 225 - 225,00 kW - Wind turbine | https://en.wind-turbine-models.com/turbines/226-norwin-29-stall-225 | 1 | 225.0 kW | - | 4.0 m/s | 14.0 m/s | 29.1 m | 664.0 m² | 3 | 338.9 W/m² | 3.0 m²/kW | LM 13.4 |  | 1 | 400.0 V | Thyristor controlled gradual cut-in | 50 Hz | 30 / 40 m | No | 25.0 m/s | 67.0 m/s | GFRP | conical | coated | Yes |  |  | 37.6 U/min | 57 m/s | LM WindPower |  | 1,500.0 U/min | 5.3 t | 7.6 t | 20.7 t | 33.6 t |  | 1999
1357 | 1357 | 1357 | 1357 | 1357 | 1357 | 1357 | Norwin 46 ASR 599 - 599,00 kW - Wind turbine | https://en.wind-turbine-models.com/turbines/2352-norwin-46-asr-599 | 1 | 599.0 kW | - | 3.0 m/s |  | 46.0 m | 1,661.0 m² | 3 | 360.6 W/m² | 2.8 m²/kW | 21m blades |  | 1 | 690.0 V | Thyristor controlled gradual cut-in | 50 Hz | 40-65 m | No | 25.0 m/s |  |  | conical | coated | Yes |  | Ib, IIa |  |  |  |  | 1,500.0 U/min | 14.6 t | 24.0 t | 38.6 t | 77.2 t | 8.0 t | 1998 | 2.2 t
1358 | 1358 | 1358 | 1358 | 1358 | 1358 | 1358 | Norwin 47 ASR 500 - 500,00 kW - Wind turbine | https://en.wind-turbine-models.com/turbines/224-norwin-47-asr-500 | 1 | 500.0 kW | 200.0 - 500.0 kW | 4.0 m/s | 13.0 m/s | 47.0 m | 1,735.0 m² | 3 | 288.2 W/m² | 3.5 m²/kW | 21m blades | 3.0 | 1 | 690.0 V | Thyristor controlled gradual cut-in | 50/60 Hz | 40- 65 m | No | 25.0 m/s | 67.0 m/s | GFRP | conical | coated | Yes | - | Ib, IIa | 25.2 U/min | 62 m/s | LM WindPower |  | 1,500.0 U/min | 14.6 t | 24.0 t |  |  | 8.0 t | 1998 | 2.2 t
1359 | 1359 | 1359 | 1359 | 1359 | 1359 | 1359 | Norwin 47 ASR 750 - 750,00 kW - Wind turbine | https://en.wind-turbine-models.com/turbines/2354-norwin-47-asr-750 | 1 | 750.0 kW | 180.0 - 750.0 kW | 3.0 m/s | - | 47.0 m | 1,735.0 m² | 3 | 432.3 W/m² | 2.3 m²/kW | LM 21.0P |  | 1 | 690.0 V | Thyristor controlled gradual cut-in | 50/60 Hz | 35 - 65 m | No | 25.0 m/s |  | GFRP | conical | coated | Yes |  |  | 25.5 U/min | 63 m/s | LM WindPower |  | 1,500.0 U/min | 14.6 t | 24.0 t |  |  | 8.0 t | 1999 | 2.2 t
1360 | 1360 | 1360 | 1360 | 1360 | 1360 | 1360 | Norwin 54 ASR 750 - 750,00 kW - Wind turbine | https://en.wind-turbine-models.com/turbines/2355-norwin-54-asr-750 | 1 | 750.0 kW | 200.0 - 750.0 kW | 3.0 m/s | - | 54.0 m | 2,290.0 m² | 3 | 327.5 W/m² | 3.1 m²/kW | 26m blade |  | 1 | 690.0 V | Thyristor controlled gradual cut-in | 50/60 Hz | 40 - 65 m | No | 20.0 m/s |  | GFRP | conical | coated | Yes |  | IIb | 25.2 U/min | 71 m/s |  |  | 1,500.0 U/min | 11.0 t | 23.5 t |  |  | 4.1 t | 2005 | 2.3 t
1361 | 1361 | 1361 | 1361 | 1361 | 1361 | 1361 | NovaWind L100-2,5 MW - 2,50 MW - Wind turbine | https://en.wind-turbine-models.com/turbines/1968-novawind-l100-2-5-mw | 1 | 2,500.0 kW | - | 2.0 m/s |  | 100.0 m | 7,845.0 m² | 3 | 318.7 W/m² | 3.1 m²/kW | without. direct drive |  | 1 |  | IGBT | 50/60 Hz | 75 / 99 / 135 m | No | 25.0 m/s |  | Glassfiber reinforced polyester | conical |  | Yes |  | IIIa |  |  | Lagerwey |  |  | 32.0 t | 72.0 t |  |  | 20.0 t
1362 | 1362 | 1362 | 1362 | 1362 | 1362 | 1362 | Nowomag EW 160 - 160,00 kW - Wind turbine | https://en.wind-turbine-models.com/turbines/1100-nowomag-ew-160 | 1 | 160.0 kW | - | 4.0 m/s | 15.0 m/s | 22.0 m | 380.0 m² | 3 | 421.1 W/m² | 2.4 m²/kW | asynchronous |  | 1.0 | 380.0 V |  | 50.0 Hz | 30 m | No | 25.0 m/s | 60.0 m/s |  | conical | painted | Yes |  |  | 46.6 U/min | 54 m/s |  |  | 1,500.0 U/min |  | 21.0 t
1363 | 1363 | 1363 | 1363 | 1363 | 1363 | 1363 | NRG PATAGONIA NRGP 64 - 1,50 MW - Wind turbine | https://en.wind-turbine-models.com/turbines/1317-nrg-patagonia-nrgp-64 | 1 | 1,500.0 kW | - | 4.0 m/s | 12.0 m/s | 64.0 m | 3,217.0 m² | 3 | 466.3 W/m² | 2.1 m²/kW | spur/planetary |  | 1 | 690.0 V |  | 50 Hz | 70 m | No | 25.0 m/s |  | GFRP | conical | painted | Yes |  | S |  |  |  |  | 1,500.0 U/min
1364 | 1364 | 1364 | 1364 | 1364 | 1364 | 1364 | NRG PATAGONIA NRGP 82 - 1,50 MW - Wind turbine | https://en.wind-turbine-models.com/turbines/1318-nrg-patagonia-nrgp-82 | 1 | 1,500.0 kW | - | 4.0 m/s | 8.0 m/s | 82.0 m | 5,281.0 m² | 3 | 284.0 W/m² | 3.5 m²/kW | spur/planetary |  | 1 | 690.0 V | inverters | 50 Hz | 80 m | No | 25.0 m/s |  | GFRP | conical | painted | Yes |  | IIa |  |  |  |  | 1,500.0 U/min
1365 | 1365 | 1365 | 1365 | 1365 | 1365 | 1365 | Ntech Renewables NTDT WHIRLWIND (VAWT) 1kW - 1,00 kW - Wind turbine | https://en.wind-turbine-models.com/turbines/2113-ntech-renewables-ntdt-whirlwind-vawt-1kw | 1 | 1.0 kW | - | 2.5 m/s | 10.0 m/s | 2.5 m |  | 5 | 0.0 W/m² | 0.0 m²/kW | 1.65m |  | 1 | 78.0 V |  | 50 Hz | 8 m | No | 25.0 m/s |  |  | cylindrical | painted | Yes |  |  | 55.0 U/min | 7 m/s
1366 | 1366 | 1366 | 1366 | 1366 | 1366 | 1366 | Oldemarkt go-getter - 60,00 kW - Wind turbine | https://en.wind-turbine-models.com/turbines/631-oldemarkt-go-getter | 1 | 60.0 kW | - | [5 empty] | 0.0 W/m² | 0.0 m²/kW | [7 empty] | No | [5 empty] | Yes
1367 | 1367 | 1367 | 1367 | 1367 | 1367 | 1367 | Osiris Energy Osiris 1,6 - 1,60 kW - Wind turbine | https://en.wind-turbine-models.com/turbines/1693-osiris-energy-osiris-1-6 | 1 | 1.6 kW | - | 2.4 m/s | 10.5 m/s | 3.2 m | 8.0 m² | 5 | 200.0 W/m² | 5.0 m²/kW | none. direct drive |  | 1 | 240.0 V | inverters | 50 Hz | site specific m | No | 16.0 m/s | 50.0 m/s | fiberglass reinforced composite | conical | hot dip galvanized | Yes |  |  | 450.0 U/min | 75 m/s
1368 | 1368 | 1368 | 1368 | 1368 | 1368 | 1368 | Osiris Energy Osiris 10 - 10,00 kW - Wind turbine | https://en.wind-turbine-models.com/turbines/1692-osiris-energy-osiris-10 | 1 | 10.0 kW | - | 2.5 m/s | 9.5 m/s | 9.7 m | 73.9 m² | 3 | 135.3 W/m² | 7.4 m²/kW | 4.4m |  | 1 | 400.0 V | inverters | 50/60 Hz | 12/15 m | No | 20.0 m/s | 50.0 m/s | Glass Fibre / Carbon Fibre | conical | Galvanised | Yes |  |  | 120.0 U/min | 61 m/s | Evoco Energy |  |  |  | 0.9 t |  |  |  | 2007
1369 | 1369 | 1369 | 1369 | 1369 | 1369 | 1369 | Schubert Windkraftwerk S88 - 8,00 kW - Wind turbine | https://en.wind-turbine-models.com/turbines/2494-schubert-windkraftwerk-s88 | 1 | 8.0 kW | - |  |  | 8.0 m | 50.0 m² | 3 | 160.0 W/m² | 6.3 m²/kW | helical gearbox |  | 2 | 400.0 V |  | 50 Hz | 11 m | No |  |  | laminated wood | cylindrical | galvanized | Yes |  |  | 120.0 U/min | 50 m/s | Schubert | [7 empty] | 1986
1370 | 1370 | 1370 | 1370 | 1370 | 1370 | 1370 | Oy Windside WS-30 - 20,00 kW - Wind turbine | https://en.wind-turbine-models.com/turbines/2488-oy-windside-ws-30 | 1 | 20.0 kW | 9.7 - 20.0 kW | 3.0 m/s | - | 3.0 m | 7.0 m² | 2 | 2,857.1 W/m² | 0.4 m²/kW | direct drive |  | 1 |  | full scale | 50/60 Hz | 10 m | Yes | [16 empty] | 9.0 t
1371 | 1371 | 1371 | 1371 | 1371 | 1371 | 1371 | PACWIND Aeolian - 5,00 kW - Wind turbine | https://en.wind-turbine-models.com/turbines/1068-pacwind-aeolian | 1 | 5.0 kW | - | 2.2 m/s | 12.5 m/s | 3.0 m |  | 28 | 0.0 W/m² | 0.0 m²/kW | without direct drive | [6 empty] | No | 45.0 m/s |  |  |  |  | Yes |  |  | 500.0 U/min | 79 m/s
1372 | 1372 | 1372 | 1372 | 1372 | 1372 | 1372 | Pademo PADEMO 75 - 75,00 kW - Wind turbine | https://en.wind-turbine-models.com/turbines/2368-pademo-pademo-75 | 1 | 75.0 kW | - | 4.0 m/s | 14.0 m/s | 18.0 m | 254.0 m² | 3 | 295.3 W/m² | 3.4 m²/kW | spur | 2.0 | 2 | 400.0 V | thyristors | 50 Hz | 18 / 24 m | No | 25.0 m/s | 67.0 m/s | Fiberglass reinforced polyester |  | galvanized | Yes |  |  | 51.0 U/min | 48 m/s | LM Glasfiber |  | 1,500.0 U/min | [5 empty] | 1977
1373 | 1373 | 1373 | 1373 | 1373 | 1373 | 1373 | Palmtree Power 300 - 300,00 kW - Wind turbine | https://en.wind-turbine-models.com/turbines/440-palmtree-power-300 | 1 | 300.0 kW | - | 3.0 m/s | 12.0 m/s | 32.0 m | 804.2 m² | 3 | 373.0 W/m² | 2.7 m²/kW | with out. direct drive |  | 1 | 400.0 V |  | 50 Hz | 32 m | No | 20.0 m/s |  | GFK | conical | galvanized | Yes |  |  | 50.0 U/min | 84 m/s | Palmtree
1374 | 1374 | 1374 | 1374 | 1374 | 1374 | 1374 | Paques 17,5 - 17,50 kW - Wind turbine | https://en.wind-turbine-models.com/turbines/612-paques-17-5 | 1 | 17.5 kW | - |  |  |  |  | 3 | 0.0 W/m² | 0.0 m²/kW | Steel tube | [5 empty] | 17.5 m | No |  |  |  | cylindric |  | Yes
1375 | 1375 | 1375 | 1375 | 1375 | 1375 | 1375 | PASL PWS 900i - 725,00 kW - Wind turbine | https://en.wind-turbine-models.com/turbines/1477-pasl-pws-900i | 1 | 725.0 kW | - | 3.0 m/s |  | 58.0 m | 2,642.0 m² | 3 | 274.4 W/m² | 3.6 m²/kW | planetary/helical | 3.0 | 1 |  | inverters | 50/60 Hz | 71 m | No | 25.0 m/s |  | GFRP | conical | painted | Yes |  |  |  |  | PASL (P) Ltd. |  | 1,600.0 U/min
1376 | 1376 | 1376 | 1376 | 1376 | 1376 | 1376 | PASL PWS 1250i - 1,05 MW - Wind turbine | https://en.wind-turbine-models.com/turbines/1478-pasl-pws-1250i | 1 | 1,050.0 kW | - | 3.0 m/s |  | 68.0 m | 3,631.7 m² | 3 | 289.1 W/m² | 3.5 m²/kW | planetary/helical | 3.0 | 1 |  | inverters | 50/60 Hz | 74 m | No | 25.0 m/s |  | GFRP | conical | painted | Yes |  |  |  |  | PASL (P) Ltd. |  | 1,600.0 U/min
1377 | 1377 | 1377 | 1377 | 1377 | 1377 | 1377 | PASL PWS 1800i - 1,50 MW - Wind turbine | https://en.wind-turbine-models.com/turbines/1479-pasl-pws-1800i | 1 | 1,500.0 kW | - | 3.0 m/s |  | 83.6 m | 5,494.0 m² | 3 | 273.0 W/m² | 3.7 m²/kW | planetary/helical | 3.0 | 1 |  | inverters | 50/60 Hz | 80 m | No | 25.0 m/s |  | GFRP | conical | painted | Yes |  |  |  |  | PASL (P) Ltd. |  | 1,600.0 U/min
1378 | 1378 | 1378 | 1378 | 1378 | 1378 | 1378 | PASL PWS 1800iL - 1,80 MW - Wind turbine | https://en.wind-turbine-models.com/turbines/1480-pasl-pws-1800il | 1 | 1,800.0 kW | - | 2.1 m/s |  | 100.0 m | 7,854.0 m² | 3 | 229.2 W/m² | 4.4 m²/kW | planetary/helical | 3.0 | 1 |  | inverters | 50/60 Hz | 100 m | No | 25.0 m/s |  | GFRP | conical | painted | Yes |  |  |  |  | PASL (P) Ltd. |  | 1,600.0 U/min
1379 | 1379 | 1379 | 1379 | 1379 | 1379 | 1379 | PENTAWIND eolica 10kW - 10,00 kW - Wind turbine | https://en.wind-turbine-models.com/turbines/1488-pentawind-eolica-10kw | 1 | 10.0 kW | - | 2.7 m/s | 8.5 m/s | 9.6 m | 72.4 m² | 5 | 138.1 W/m² | 7.2 m²/kW | steel tube | [5 empty] | 24 m | No | 16.0 m/s | 52.5 m/s |  |  | hot dip galvanized | Yes |  | IIa | 70.0 U/min | 35 m/s
1380 | 1380 | 1380 | 1380 | 1380 | 1380 | 1380 | Pfleiderer PWE 650 - 600,00 kW - Wind turbine | https://en.wind-turbine-models.com/turbines/150-pfleiderer-pwe-650 | 1 | 600.0 kW | - | 3.5 m/s | 11.0 m/s | 50.0 m | 1,963.0 m² | 3 | 305.7 W/m² | 3.3 m²/kW | EUR 50 | 3.0 | 1 | 690.0 V | WR | 50 Hz | 48/66/75 m | No | 20.0 m/s | 60.0 m/s | GFK | conical |  | Yes |  |  | 27.0 U/min | 71 m/s | Euros | 1:75 | 2,030.0 U/min | 11.6 t | 23.5 t | 109.0 t
1381 | 1381 | 1381 | 1381 | 1381 | 1381 | 1381 | Pfleiderer PWE 1570 - 1,50 MW - Wind turbine | https://en.wind-turbine-models.com/turbines/404-pfleiderer-pwe-1570 | 1 | 1,500.0 kW | - | 3.5 m/s | 11.0 m/s | 70.0 m | 3,848.0 m² | 3 | 389.8 W/m² | 2.6 m²/kW | NOI 34.0 | 3.0 | 1 | 690.0 V | IGBT | 50 Hz | 65/85/97 m | No | 25.0 m/s | 60.0 m/s | GFK / Epoxy | conical | coated | Yes |  |  | 22.0 U/min | 81 m/s | NOI | 1:88 | 2,000.0 U/min | 23.8 t | 49.4 t
1382 | 1382 | 1382 | 1382 | 1382 | 1382 | 1382 | Pfleiderer PWE 1577 - 1,50 MW - Wind turbine | https://en.wind-turbine-models.com/turbines/1154-pfleiderer-pwe-1577 | 1 | 1,500.0 kW | - | 3.0 m/s | 11.0 m/s | 77.0 m | 4,708.0 m² | 3 | 318.6 W/m² | 3.1 m²/kW | NOI 37.5 | 3.0 | 1.0 | 690.0 V | inverters | 50.0 Hz | 93.6 m | No | 20.0 m/s | 51.0 m/s | GFRP | conical | painted | Yes | II | IIIa | 19.0 U/min | 77 m/s | NOI Rotortechnik | 1:104 | 1,976.0 U/min | 33.0 t | 56.0 t | 136.0 t | 225.0 t
1383 | 1383 | 1383 | 1383 | 1383 | 1383 | 1383 | Phaesun Phaesun Stormy Wings 3000_48 - 3,00 kW - Wind turbine | https://en.wind-turbine-models.com/turbines/2152-phaesun-phaesun-stormy-wings-3000_48 | 1 | 3.0 kW | - |  | 12.0 m/s | 3.1 m |  | 5 | 0.0 W/m² | 0.0 m²/kW | direct drive |  | 1 | 48.0 V |  |  | site specific m | Yes
1384 | 1384 | 1384 | 1384 | 1384 | 1384 | 1384 | Pintsch Bamag WR 100/380 - 100,00 kW - Wind turbine | https://en.wind-turbine-models.com/turbines/1405-pintsch-bamag-wr-100-380 | 1 | 100.0 kW | - | 4.0 m/s | 15.0 m/s | 20.0 m | 314.0 m² | 3 | 318.5 W/m² | 3.1 m²/kW | 8m blades |  | 1 | 380.0 V | thyristors | 50 Hz | 14 m | No | 31.0 m/s | 55.0 m/s |  |  | hot dip galvanized or painted | Yes |  |  | 60.0 U/min | 63 m/s | Renk | 1:25 | 1,500.0 U/min |  |  |  | 10.5 t |  | 1984
1385 | 1385 | 1385 | 1385 | 1385 | 1385 | 1385 | Pintsch Bamag WR 120/480 - 120,00 kW - Wind turbine | https://en.wind-turbine-models.com/turbines/1406-pintsch-bamag-wr-120-480 | 1 | 120.0 kW | - | 4.0 m/s | 15.0 m/s | 20.0 m | 314.0 m² | 3 | 382.2 W/m² | 2.6 m²/kW | 8m blades |  | 1 | 480.0 V | thyristors | 60 Hz | 14 m | No | 31.0 m/s | 55.0 m/s |  |  | hot dip galvanized or painted | Yes |  |  | 60.0 U/min | 63 m/s | Renk | 1:30 | 1,800.0 U/min |  |  |  | 10.5 t
1386 | 1386 | 1386 | 1386 | 1386 | 1386 | 1386 | Pioneer Wincon P 250/29 - 250,00 kW - Wind turbine | https://en.wind-turbine-models.com/turbines/452-pioneer-wincon-p-250-29 | 1 | 250.0 kW | - | 3.0 m/s | 15.0 m/s | 29.0 m | 660.0 m² | 3 | 378.8 W/m² | 2.6 m²/kW | LM 13.4 | 3.0 | 1 | 415.0 V | Thyristor | 50 Hz | 50 m | No | 25.0 m/s | 60.0 m/s | GFK |  | galvanized | Yes |  |  | 38.0 U/min | 58 m/s | LM Glasfieber | 1:40 | 1,500.0 U/min
1387 | 1387 | 1387 | 1387 | 1387 | 1387 | 1387 | Pioneer Wincon P 750/49 - 750,00 kW - Wind turbine | https://en.wind-turbine-models.com/turbines/453-pioneer-wincon-p-750-49 | 1 | 750.0 kW | - | 3.0 m/s | 16.0 m/s | 49.0 m | 1,887.0 m² | 3 | 397.5 W/m² | 2.5 m²/kW | HT24.0 M | 3.0 | 1 | 690.0 V | Thyristor | 50 Hz | 60 m | No | 25.0 m/s | 52.5 m/s | GFRP |  | galvanized | Yes |  |  | 22.4 U/min | 57 m/s |  | 1:68 | 1,500.0 U/min | 14.0 t | 25.0 t | 55.0 t | 94.0 t | 3.8 t |  | 3.4 t
1388 | 1388 | 1388 | 1388 | 1388 | 1388 | 1388 | PM Wind PM 25 - 25,00 kW - Wind turbine | https://en.wind-turbine-models.com/turbines/540-pm-wind-pm-25 | 1 | 25.0 kW | - |  |  | 10.4 m | 85.0 m² | 2 | 294.1 W/m² | 3.4 m²/kW | aeronautical | [6 empty] | No |  |  | Fiberglas | cylindric |  | Yes |  |  | 36.0 U/min | 20 m/s
1389 | 1389 | 1389 | 1389 | 1389 | 1389 | 1389 | Polenko WPS 5 - 3,50 kW - Wind turbine | https://en.wind-turbine-models.com/turbines/1063-polenko-wps-5 | 1 | 3.5 kW | - | 3.0 m/s | 9.0 m/s | 5.0 m | 19.6 m² | 3 | 178.6 W/m² | 5.6 m²/kW | spur |  | 2.0 | 380.0 V |  | 50.0 Hz | 10.0 m | No | 20.0 m/s |  | epoxy coated steel sheet | tapered tower |  | Yes
1390 | 1390 | 1390 | 1390 | 1390 | 1390 | 1390 | Polenko WPS 8 - 15,00 kW - Wind turbine | https://en.wind-turbine-models.com/turbines/1064-polenko-wps-8 | 1 | 15.0 kW | - | 3.2 m/s | 9.5 m/s | 8.5 m | 56.7 m² | 3 | 264.6 W/m² | 3.8 m²/kW | spur |  | 2 | 380.0 V |  | 50 Hz | 20/30 m | No | 20.0 m/s |  | epoxy coated steel sheet | tapered tower |  | Yes |  |  | 63.0 U/min | 28 m/s
1391 | 1391 | 1391 | 1391 | 1391 | 1391 | 1391 | Polenko WPS 10 - 15,00 kW - Wind turbine | https://en.wind-turbine-models.com/turbines/1050-polenko-wps-10 | 1 | 15.0 kW | - | 4.0 m/s | 12.0 m/s | 9.7 m | 73.9 m² | 3 | 203.0 W/m² | 4.9 m²/kW | spur |  | 2.0 | 380.0 V |  | 50 Hz | 20/30 m | No | 27.0 m/s |  | epoxy coated steel sheet | tapered tower | painted | Yes | [5 empty] | 1:30 | [6 empty] | 1984
1392 | 1392 | 1392 | 1392 | 1392 | 1392 | 1392 | Polenko WPS 11 - 40,00 kW - Wind turbine | https://en.wind-turbine-models.com/turbines/1065-polenko-wps-11 | 1 | 40.0 kW | - | 3.3 m/s | 11.5 m/s | 11.5 m | 103.9 m² | 3 | 385.0 W/m² | 2.6 m²/kW | spur |  | 2 | 380.0 V |  | 50 Hz | 20/30 m | No | 20.0 m/s |  | epoxy coated steel sheet | tapered tower |  | Yes |  |  | 56.0 U/min | 34 m/s
1393 | 1393 | 1393 | 1393 | 1393 | 1393 | 1393 | Polenko WPS 16 - 60,00 kW - Wind turbine | https://en.wind-turbine-models.com/turbines/362-polenko-wps-16 | 1 | 60.0 kW | - | 3.4 m/s | 11.2 m/s | 16.0 m | 201.0 m² | 3 | 298.5 W/m² | 3.4 m²/kW | AeroStar 9 |  | 2.0 | 380.0 V |  | 50/60 Hz | 20/24/30 m | No | 20.0 m/s |  | epoxy coated steel sheet (rebladed with AeroStar GFRP) | tapered tower |  | Yes |  |  | 41.0 U/min | 34 m/s | AeroStar
1394 | 1394 | 1394 | 1394 | 1394 | 1394 | 1394 | Polenko WPS 18 - 100,00 kW - Wind turbine | https://en.wind-turbine-models.com/turbines/1066-polenko-wps-18 | 1 | 100.0 kW | - | 6.3 m/s | 13.9 m/s | 18.0 m | 254.5 m² | 3 | 392.9 W/m² | 2.5 m²/kW | spur |  | 2.0 | 380.0 V |  | 50.0 Hz | 30.0 m | No | 30.0 m/s |  | epoxy coated steel sheet (rebladed with AeroStar GFRP) | tapered tower |  | Yes |  |  |  |  | Aero Star
1395 | 1395 | 1395 | 1395 | 1395 | 1395 | 1395 | Poul la Cour first experimental windmill - Wind turbine | https://en.wind-turbine-models.com/turbines/1408-poul-la-cour-first-experimental-windmill | 1 | - |  |  |  | 13.5 m | 140.0 m² | 4 | 0.0 W/m² | 0.0 m²/kW | DC-generator |  | 1 |  | Kratostat |  | 14 m | No |  |  | wood with canvas sails |  | painted | Yes | [12 empty] | 1891
1396 | 1396 | 1396 | 1396 | 1396 | 1396 | 1396 | PowerWind PW56 - 900,00 kW - Wind turbine | https://en.wind-turbine-models.com/turbines/10-powerwind-pw56 | 1 | 900.0 kW | - | 3.0 m/s | 12.5 m/s | 56.0 m | 2,463.0 m² |  | 365.4 W/m² | 2.7 m²/kW | One planetary and two spur gears |  |  |  | Asynchronous. water-cooled |  | 59 or 71 m | No | 25.0 m/s |  | GFK |  |  | Yes |  |  | 28.0 U/min | 82 m/s |  | 1:54 |  | 18.5 t | 30.0 t |  |  |  | 2007
1397 | 1397 | 1397 | 1397 | 1397 | 1397 | 1397 | PowerWind PW90 - 2,50 MW - Wind turbine | https://en.wind-turbine-models.com/turbines/937-powerwind-pw90 | 1 | 2,500.0 kW | - | 3.0 m/s | 14.0 m/s | 90.0 m | 6,362.0 m² | 3 | 393.0 W/m² | 2.5 m²/kW | LM 43.8 | 3.0 | 1 | 690.0 V | IGBT | 50/60 Hz | 100 m | No | 25.0 m/s |  | GFK | conical | painted | Yes | III | Ib | 16.0 U/min | 75 m/s | LM Glasfieber | 1:103 | 1,650.0 U/min
1398 | 1398 | 1398 | 1398 | 1398 | 1398 | 1398 | PowerWind Ltd. PW56 - 900,00 kW - Wind turbine | https://en.wind-turbine-models.com/turbines/938-powerwind-ltd.-pw56 | 1 | 900.0 kW | - | 3.0 m/s | 12.5 m/s | 56.0 m | 2,436.0 m² | 3 | 369.5 W/m² | 2.7 m²/kW | 27.1 | 3.0 | 1 | 690.0 V | IGBT | 50/60 Hz | 59/71 m | No | 25.0 m/s |  | GFK | conical | painted | Yes | III | Ib | 28.0 U/min | 82 m/s |  | 1:54 | 1,500.0 U/min | [5 empty] | 2007
1399 | 1399 | 1399 | 1399 | 1399 | 1399 | 1399 | PowerWind Ltd. PW60 - 850,00 kW - Wind turbine | https://en.wind-turbine-models.com/turbines/939-powerwind-ltd.-pw60 | 1 | 850.0 kW | - | 3.0 m/s | 12.0 m/s | 60.0 m | 2,827.0 m² | 3 | 300.7 W/m² | 3.3 m²/kW | 29.1 | 3.0 | 1 | 690.0 V | IGBT | 50/60 Hz | 70 m | No | 25.0 m/s |  | Glass fibre reinforced plastic | conical | painted | Yes |  |  | 25.8 U/min | 81 m/s |  | 1:54 | 1,400.0 U/min
1400 | 1400 | 1400 | 1400 | 1400 | 1400 | 1400 | PowerWind Ltd. PW90 - 2,50 MW - Wind turbine | https://en.wind-turbine-models.com/turbines/941-powerwind-ltd.-pw90 | 1 | 2,500.0 kW | - | 3.0 m/s | 14.0 m/s | 90.0 m | 6,362.0 m² | 3 | 393.0 W/m² | 2.5 m²/kW | spur/planetary | 3.0 | 1 | 690.0 V | IGBT | 50/60 Hz | 80/100 m | No | 25.0 m/s |  | Glass fibre reinforced plastic | conical | painted | Yes | III | Ib | 15.5 U/min | 73 m/s |  | 1:103 | 1,600.0 U/min
1401 | 1401 | 1401 | 1401 | 1401 | 1401 | 1401 | PowerWind Ltd. PW100 - 2,50 MW - Wind turbine | https://en.wind-turbine-models.com/turbines/942-powerwind-ltd.-pw100 | 1 | 2,500.0 kW | - | 3.0 m/s | 13.0 m/s | 100.0 m | 7,845.0 m² | 3 | 318.7 W/m² | 3.1 m²/kW | spur/planetary | 3.0 | 1 | 690.0 V | IGBT | 50/60 Hz | 80/100 m | No | 25.0 m/s |  | Glass fibre reinforced plastic | conical | painted | Yes | II | IIa | 14.0 U/min | 73 m/s |  | 1:114 | 1,600.0 U/min
1402 | 1402 | 1402 | 1402 | 1402 | 1402 | 1402 | PowerWind Ltd. PW 500 - 500,00 kW - Wind turbine | https://en.wind-turbine-models.com/turbines/940-powerwind-ltd.-pw-500 | 1 | 500.0 kW | - | 3.0 m/s | 10.0 m/s | 56.0 m | 2,436.0 m² | 3 | 205.3 W/m² | 4.9 m²/kW | 27.1 | 3.0 | 1 | 690.0 V | IGBT | 50 Hz | 44/46/49/50 m | No | 25.0 m/s |  | Glass fibre reinforced plastic | conical | painted | Yes |  | Ib | 24.9 U/min | 73 m/s |  | 1:54 | 1,350.0 U/min | [5 empty] | 2012
1403 | 1403 | 1403 | 1403 | 1403 | 1403 | 1403 | PowerWorks KCS56 - 100 kW - 100,00 kW - Wind turbine | https://en.wind-turbine-models.com/turbines/495-powerworks-kcs56-100-kw | 1 | 100.0 kW | - | 5.0 m/s | 13.0 m/s | 18.0 m | 229.0 m² | 3 | 436.7 W/m² | 2.3 m²/kW | 8.3 | 2.0 | 1 | 380.0 V | Thyristor | 50 Hz | 18.3/24.4/35 m | No | 20.0 m/s | 59.5 m/s | Fiberglas | conical | galvanized | Yes |  |  | 72.0 U/min | 68 m/s |  | 1:21 | 1,500.0 U/min
1404 | 1404 | 1404 | 1404 | 1404 | 1404 | 1404 | PowerWorks 250 kW WEG MS-2 - 250,00 kW - Wind turbine | https://en.wind-turbine-models.com/turbines/496-powerworks-250-kw-weg-ms-2 | 1 | 250.0 kW | - | 6.0 m/s | 14.0 m/s | 25.0 m | 491.0 m² | 3 | 509.2 W/m² | 2.0 m²/kW | NASA LS(1) | 3.0 | 1 | 480.0 V | Thyristor | 60 Hz | 25 m | No | 25.0 m/s | 59.5 m/s | Wood/epoxy | conical | galvanized | Yes |  |  | 48.0 U/min | 63 m/s |  | 1:38 | 1,800.0 U/min
1405 | 1405 | 1405 | 1405 | 1405 | 1405 | 1405 | primus windpower AIR BREEZE - 0,16 kW - Wind turbine | https://en.wind-turbine-models.com/turbines/2150-primus-windpower-air-breeze | 1 | 0.2 kW | - | 3.1 m/s | 5.8 m/s | 1.2 m | 1.1 m² | 3 | 149.5 W/m² | 6.7 m²/kW | direct drive |  | 1 | 48.0 V |  |  | site specific m | Yes | 22.0 m/s | 49.2 m/s | Injection-molded composite | cylindrical | [14 empty] | 1989
1406 | 1406 | 1406 | 1406 | 1406 | 1406 | 1406 | primus windpower AIR X MARINE - 0,40 kW - Wind turbine | https://en.wind-turbine-models.com/turbines/2151-primus-windpower-air-x-marine | 1 | 0.4 kW | - | 3.6 m/s | 11.0 m/s | 1.2 m | 1.1 m² | 3 | 373.8 W/m² | 2.7 m²/kW | direct drive |  | 1 | 24.0 V |  |  | site specific m | Yes | 22.0 m/s | 49.2 m/s | Injection-molded composite
1407 | 1407 | 1407 | 1407 | 1407 | 1407 | 1407 | PROKON P3000/116 - 3,00 MW - Wind turbine | https://en.wind-turbine-models.com/turbines/738-prokon-p3000-116 | 1 | 3,000.0 kW | - | 3.0 m/s | 11.3 m/s | 116.0 m | 10,568.0 m² | 3 | 283.9 W/m² | 3.5 m²/kW | 56.8 |  | 1 | 690.0 V | IGBT | 50 Hz | 92/142 m | No | 23.0 m/s |  | GFK | conical | painted | Yes | II | IIIa | 12.0 U/min | 73 m/s |  |  |  | 74.0 t | 134.0 t | 1,610.0 t | 1,818.0 t |  | 2014
1408 | 1408 | 1408 | 1408 | 1408 | 1408 | 1408 | Proven Proven 2.5 - 2,50 kW - Wind turbine | https://en.wind-turbine-models.com/turbines/714-proven-proven-2.5 | 1 | 2.5 kW | - | 3.0 m/s | 12.0 m/s | 1.0 m | 1.3 m² | 3 | 1,923.1 W/m² | 0.5 m²/kW | [7 empty] | No | 20.0 m/s |  |  |  |  | Yes
1409 | 1409 | 1409 | 1409 | 1409 | 1409 | 1409 | Proven Proven 15 - 15,00 kW - Wind turbine | https://en.wind-turbine-models.com/turbines/713-proven-proven-15 | 1 | 15.0 kW | - | 2.5 m/s | 12.0 m/s | 9.6 m | 72.4 m² | 3 | 207.2 W/m² | 4.8 m²/kW | with out. direct drive |  | 1 | 240.0 V | inveter | 50 Hz | 15 m | No | 54.0 m/s |  | Glassthermoplastic composite | cylindric | galvanized | Yes |  |  | 150.0 U/min | 75 m/s | [6 empty] | 1.1 t
1410 | 1410 | 1410 | 1410 | 1410 | 1410 | 1410 | PSW EN-Drive 2000 3kW - 3,00 kW - Wind turbine | https://en.wind-turbine-models.com/turbines/1666-psw-en-drive-2000-3kw | 1 | 3.0 kW | - |  |  | 3.0 m | 7.1 m² | 3 | 422.5 W/m² | 2.4 m²/kW | helical |  | 1 | 400.0 V | inverters | 50 Hz | 7.4-12.5 m | No |  |  | aluminum | cylindrical | hot dip galvanized | Yes |  |  |  |  | PSW
1411 | 1411 | 1411 | 1411 | 1411 | 1411 | 1411 | PSW EN-Drive 2000 5kW - 5,00 kW - Wind turbine | https://en.wind-turbine-models.com/turbines/1667-psw-en-drive-2000-5kw | 1 | 5.0 kW | - |  |  | 5.2 m | 21.2 m² | 3 | 235.8 W/m² | 4.2 m²/kW | helical |  | 1 | 400.0 V | inverters | 50 Hz | 7.4-12.5 m | No |  |  | aluminum | cylindrical | hot dip galvanized | Yes |  |  |  |  | PSW
1412 | 1412 | 1412 | 1412 | 1412 | 1412 | 1412 | PSW EN-Drive 2000 7,5kW - 7,50 kW - Wind turbine | https://en.wind-turbine-models.com/turbines/1668-psw-en-drive-2000-7-5kw | 1 | 7.5 kW | - |  |  | 7.1 m | 39.6 m² | 3 | 189.4 W/m² | 5.3 m²/kW | helical |  | 1 | 400.0 V | inverters | 50 Hz | 7.4-12.5 m | No |  |  | aluminum | cylindrical | hot dip galvanized | Yes |  |  |  |  | PSW
1413 | 1413 | 1413 | 1413 | 1413 | 1413 | 1413 | PSW EN-Drive 2000 10kW - 10,00 kW - Wind turbine | https://en.wind-turbine-models.com/turbines/1665-psw-en-drive-2000-10kw | 1 | 10.0 kW | - |  |  | 7.1 m | 39.6 m² | 3 | 252.5 W/m² | 4.0 m²/kW | helical |  | 1 | 400.0 V | inverters | 50 Hz | 11.5 - 19 m | No |  |  | aluminum | cylindrical | painted. white-green | Yes |  |  |  |  | PSW
1414 | 1414 | 1414 | 1414 | 1414 | 1414 | 1414 | PSW EN-Drive 2000 12kW - 12,00 kW - Wind turbine | https://en.wind-turbine-models.com/turbines/1664-psw-en-drive-2000-12kw | 1 | 12.0 kW | - |  |  | 8.5 m | 56.7 m² | 3 | 211.6 W/m² | 4.7 m²/kW | helical |  | 1 | 400.0 V | inverters | 50 Hz | 11.5 - 19 m | No |  |  | aluminum | cylindrical | painted. white-green | Yes |  |  |  |  | PSW
1415 | 1415 | 1415 | 1415 | 1415 | 1415 | 1415 | PSW EN-Drive 2000 15kW - 15,00 kW - Wind turbine | https://en.wind-turbine-models.com/turbines/1185-psw-en-drive-2000-15kw | 1 | 15.0 kW | - | 2.3 m/s | 11.8 m/s | 8.5 m | 56.7 m² | 3 | 264.6 W/m² | 3.8 m²/kW | helical |  | 1 | 400.0 V | inverters | 50 Hz | 11.5 - 19 m | No | 20.0 m/s |  | aluminum | cylindrical | painted. white-green | Yes |  |  |  |  | PSW |  |  |  | 0.3 t | 1.9 t | 2.2 t |  |  | 0.0 t
1416 | 1416 | 1416 | 1416 | 1416 | 1416 | 1416 | PSW EN-Drive 2000 20kW - 20,00 kW - Wind turbine | https://en.wind-turbine-models.com/turbines/1663-psw-en-drive-2000-20kw | 1 | 20.0 kW | - |  |  | 10.0 m | 78.5 m² | 3 | 254.8 W/m² | 3.9 m²/kW | helical |  | 1 | 400.0 V | inverters | 50 Hz | 11.5 - 19 m | No |  |  | aluminum | cylindrical | painted. white-green | Yes |  |  |  |  | PSW
1417 | 1417 | 1417 | 1417 | 1417 | 1417 | 1417 | PYRKAL OA500 - 500,00 kW - Wind turbine | https://en.wind-turbine-models.com/turbines/2314-pyrkal-oa500 | 1 | 500.0 kW | - | 4.0 m/s | 13.0 m/s | 39.8 m | 1,246.0 m² | 3 | 401.3 W/m² | 2.5 m²/kW | LM19.1 | 3.0 | 1 | 690.0 V | full inverter IGBT | 50 Hz | 38 m | No | 25.0 m/s |  | GFRP | conical | coated | Yes |  |  | 29.0 U/min | 60 m/s | LM WindPower | 1:52 | 1,508.0 U/min
1418 | 1418 | 1418 | 1418 | 1418 | 1418 | 1418 | PYRKAL OA600 - 600,00 kW - Wind turbine | https://en.wind-turbine-models.com/turbines/2315-pyrkal-oa600 | 1 | 600.0 kW | - | 4.0 m/s | 13.0 m/s | 40.6 m | 1,293.0 m² | 3 | 464.0 W/m² | 2.2 m²/kW | LM19.1 |  | 1 | 690.0 V | full inverter IGBT | 50 Hz | 38 m | No | 25.0 m/s |  | GFRP | conical | coated | Yes |  |  | 29.0 U/min | 62 m/s | LM WindPower | 1:52 | 1,508.0 U/min
1419 | 1419 | 1419 | 1419 | 1419 | 1419 | 1419 | Qreon Q82 - 2,00 MW - Wind turbine | https://en.wind-turbine-models.com/turbines/1017-qreon-q82 | 1 | 2,000.0 kW | - | 3.0 m/s | 13.0 m/s | 82.4 m | 5,333.0 m² | 3 | 375.0 W/m² | 2.7 m²/kW | LM 40 |  | 1 |  | IGBT | 50 Hz | 100/130 m | No | 25.0 m/s |  | GFK/CFK |  |  | Yes | III | IIa | 17.9 U/min | 77 m/s | LM Wind Power | 1:96
1420 | 1420 | 1420 | 1420 | 1420 | 1420 | 1420 | Rago Furba 59/23.2 - 59,00 kW - Wind turbine | https://en.wind-turbine-models.com/turbines/1835-rago-furba-59-23.2 | 1 | 59.0 kW | - | 2.5 m/s | 9.5 m/s | 23.2 m | 422.7 m² | 3 | 139.6 W/m² | 7.2 m²/kW | parallel axis | 2.0 | 1 | 400.0 V |  | 50 Hz | 28 m | No | 25.0 m/s |  | carbon fiber reinforced fiberglas | conical | painted | Yes |  | IV | 45.0 U/min | 55 m/s | Befared | 1:22 | 1,000.0 U/min |  |  | 16.0 t
1421 | 1421 | 1421 | 1421 | 1421 | 1421 | 1421 | Rago Freccia 59/23.2 - 59,00 kW - Wind turbine | https://en.wind-turbine-models.com/turbines/1836-rago-freccia-59-23.2 | 1 | 59.0 kW | - | 2.5 m/s | 9.5 m/s | 23.2 m | 422.7 m² | 3 | 139.6 W/m² | 7.2 m²/kW | parallel axis | 2.0 | 1 | 400.0 V |  | 50 Hz | 24 / 30 / 36 m | No | 25.0 m/s | 52.2 m/s | carbon fiber reinforced fiberglass | conical | painted | Yes |  | IIIa | 45.0 U/min | 55 m/s | Bonfiglioli | 1:22 | 1,000.0 U/min |  | 5.2 t | 18.0 t
1422 | 1422 | 1422 | 1422 | 1422 | 1422 | 1422 | Rago Furba 59/28 - 59,00 kW - Wind turbine | https://en.wind-turbine-models.com/turbines/1834-rago-furba-59-28 | 1 | 59.0 kW | - | 2.5 m/s | 7.4 m/s | 28.0 m | 615.8 m² | 3 | 95.8 W/m² | 10.4 m²/kW | parallel axis | 2.0 | 1 | 400.0 V |  | 50 Hz | 28 m | No | 20.0 m/s |  | carbon fibre reinforced fiberglass | conical | painted | Yes |  | IV | 34.0 U/min | 50 m/s | Befared | 1:29 | 750.0 U/min |  |  | 11.4 t
1423 | 1423 | 1423 | 1423 | 1423 | 1423 | 1423 | Ratier-Figeac Darrieus - 12,00 kW - Wind turbine | https://en.wind-turbine-models.com/turbines/1569-ratier-figeac-darrieus | 1 | 12.0 kW | - | 3.0 m/s | 6.0 m/s | 20.0 m |  | 3 | 0.0 W/m² | 0.0 m²/kW | [7 empty] | No | 25.0 m/s |  |  |  |  | Yes | [8 empty] | 2.4 t
1424 | 1424 | 1424 | 1424 | 1424 | 1424 | 1424 | Ratier-Figeac RF100 - 155,00 kW - Wind turbine | https://en.wind-turbine-models.com/turbines/1453-ratier-figeac-rf100 | 1 | 155.0 kW | - |  |  | 18.0 m | 254.5 m² | 2 | 609.0 W/m² | 1.6 m²/kW | steel tube |  |  |  |  | 50 Hz | 30 m | No |  |  | GFRP | conical | painted | Yes |  |  | 88.0 U/min | 83 m/s | Ratier | [7 empty] | 1986
1425 | 1425 | 1425 | 1425 | 1425 | 1425 | 1425 | Raum Energy 3.5 - 3,50 kW - Wind turbine | https://en.wind-turbine-models.com/turbines/1071-raum-energy-3.5 | 1 | 3.5 kW | - | 2.8 m/s | 11.0 m/s | 4.0 m | 12.6 m² | 5 | 277.8 W/m² | 3.6 m²/kW | without direct drive |  | 1 | 120.0 V | IGBT |  | 14.5 m | No | 22.0 m/s | 50.0 m/s | FRP | cylindrical | painted | Yes |  |  | 350.0 U/min | 73 m/s |  |  | 1,000.0 U/min |  | 0.1 t | 0.4 t | 0.5 t
1426 | 1426 | 1426 | 1426 | 1426 | 1426 | 1426 | ReGen Powertech VENSYS 77 - 1,50 MW - Wind turbine | https://en.wind-turbine-models.com/turbines/485-regen-powertech-vensys-77 | 1 | 1,500.0 kW | - | 3.0 m/s | 13.0 m/s | 77.0 m | 4,637.0 m² | 3 | 323.5 W/m² | 3.1 m²/kW | with out. direct drive |  | 1 | 690.0 V | IGBT | 50 Hz | 85 m | No | 22.0 m/s | 52.5 m/s | GFRP | conical | painted | Yes |  |  | 17.3 U/min | 70 m/s
1427 | 1427 | 1427 | 1427 | 1427 | 1427 | 1427 | ReGen Powertech VENSYS 82 - 1,50 MW - Wind turbine | https://en.wind-turbine-models.com/turbines/484-regen-powertech-vensys-82 | 1 | 1,500.0 kW | - | 3.0 m/s | 12.5 m/s | 82.0 m | 5,325.0 m² | 3 | 281.7 W/m² | 3.6 m²/kW | with out. direct drive |  | 1 | 690.0 V | IGBT | 50 Hz | 85 m | No | 22.0 m/s | 52.5 m/s | GFRP | conical | painted | Yes |  |  | 17.3 U/min | 74 m/s
1428 | 1428 | 1428 | 1428 | 1428 | 1428 | 1428 | ReGen Powertech VENSYS 87 - 1,50 MW - Wind turbine | https://en.wind-turbine-models.com/turbines/483-regen-powertech-vensys-87 | 1 | 1,500.0 kW | - | 3.0 m/s | 12.0 m/s | 87.0 m | 5,942.0 m² | 3 | 252.4 W/m² | 4.0 m²/kW | with out. direct drive |  | 1 | 690.0 V | IGBT | 50 Hz | 85 m | No | 22.0 m/s | 52.5 m/s | GFRP | conical | painted | Yes |  |  | 17.3 U/min | 79 m/s
1429 | 1429 | 1429 | 1429 | 1429 | 1429 | 1429 | REN Electron 60/21 - 60,00 kW - Wind turbine | https://en.wind-turbine-models.com/turbines/2479-ren-electron-60-21 | 1 | 60.0 kW | - | 3.0 m/s |  | 20.9 m | 343.0 m² | 3 | 174.9 W/m² | 5.7 m²/kW | passive stall |  | 2 | 400.0 V |  | 50 Hz | 30 /36 m | No | 25.0 m/s | 70.0 m/s |  | conical | coated | Yes |  |  | 39.0 U/min | 43 m/s |  | 1:38 | 1,520.0 U/min |  |  | 16.0 t | 21.1 t
1430 | 1430 | 1430 | 1430 | 1430 | 1430 | 1430 | REN Electron 60/30 - 60,00 kW - Wind turbine | https://en.wind-turbine-models.com/turbines/2480-ren-electron-60-30 | 1 | 60.0 kW | - | 3.0 m/s | 9.5 m/s | 30.0 m | 706.9 m² | 3 | 84.9 W/m² | 11.8 m²/kW | spur |  | 2 | 400.0 V |  | 50 Hz | 30 /36 m | No | 25.0 m/s | 70.0 m/s |  | conical | coated | Yes |  |  | 25.0 U/min | 39 m/s |  | 1:61 | 1,520.0 U/min |  |  | 16.0 t | 24.0 t
1431 | 1431 | 1431 | 1431 | 1431 | 1431 | 1431 | REN Electron 100/30 - 100,00 kW - Wind turbine | https://en.wind-turbine-models.com/turbines/2481-ren-electron-100-30 | 1 | 100.0 kW | - | 3.0 m/s | 11.0 m/s | 30.0 m | 706.0 m² | 3 | 141.6 W/m² | 7.1 m²/kW | spur |  | 2 | 400.0 V |  | 50 Hz | 30 /36 m | No | 25.0 m/s | 70.0 m/s |  | conical | coated | Yes |  |  | 28.0 U/min | 44 m/s |  | 1:54 | 1,520.0 U/min |  |  | 16.0 t | 24.0 t
1432 | 1432 | 1432 | 1432 | 1432 | 1432 | 1432 | REN Electron 250/32 - 250,00 kW - Wind turbine | https://en.wind-turbine-models.com/turbines/2478-ren-electron-250-32 | 1 | 250.0 kW | - | 3.0 m/s | 14.0 m/s | 31.0 m | 754.0 m² | 3 | 331.6 W/m² | 3.0 m²/kW | passive stall |  | 2 | 400.0 V |  | 50 Hz | 30 / 36 / 50 m | No | 25.0 m/s | 70.0 m/s |  | conical | coated | Yes |  |  | 37.0 U/min | 60 m/s |  | 1:41 | 1,520.0 U/min |  |  | 32.0 t | 46.0 t
1433 | 1433 | 1433 | 1433 | 1433 | 1433 | 1433 | Renewtech LLC WT-100 - 99,00 kW - Wind turbine | https://en.wind-turbine-models.com/turbines/563-renewtech-llc-wt-100 | 1 | 99.0 kW | - | 3.5 m/s | 15.0 m/s | 20.0 m | 314.0 m² | 3 | 315.3 W/m² | 3.2 m²/kW | NACA 63-200 | 3.0 | 2 | 480.0 V | Thyristor | 60 Hz | 37 m | No | 25.0 m/s | 50.0 m/s | Fibreglass reinforced polyester | conical | galvanized | Yes |  |  | 58.0 U/min | 61 m/s |  | 1:21 | 1,214.0 U/min
1434 | 1434 | 1434 | 1434 | 1434 | 1434 | 1434 | REpower 3.XM - 3,30 MW - Wind turbine | https://en.wind-turbine-models.com/turbines/715-repower-3.xm | 1 | 3,300.0 kW | - | 3.5 m/s | 12.5 m/s | 104.0 m | 8,495.0 m² | 3 | 388.5 W/m² | 2.6 m²/kW | 50.8 | 3.0 | 1 | 10,000.0 V | IGBT | 50 Hz | 80/100 m | No | 25.0 m/s |  | GFK | conical | painted | Yes |  |  | 13.8 U/min | 75 m/s |  | 1:87 | 1,200.0 U/min
1435 | 1435 | 1435 | 1435 | 1435 | 1435 | 1435 | REpower 3.0M122 - 3,00 MW - Wind turbine | https://en.wind-turbine-models.com/turbines/742-repower-3.0m122 | 1 | 3,000.0 kW | - | 3.0 m/s | 11.5 m/s | 122.0 m | 11,690.0 m² | 3 | 256.6 W/m² | 3.9 m²/kW | 59.8 | 3.0 | 1 | 950.0 V | IGBT | 50 Hz | 139 m | No | 22.0 m/s |  | GRP | conical | painted | Yes |  |  | 11.3 U/min | 72 m/s |  | 1:107 | 1,400.0 U/min
1436 | 1436 | 1436 | 1436 | 1436 | 1436 | 1436 | REpower 3.2M114 - 3,20 MW - Wind turbine | https://en.wind-turbine-models.com/turbines/741-repower-3.2m114 | 1 | 3,200.0 kW | - | 3.0 m/s | 12.0 m/s | 114.0 m | 10,207.0 m² | 3 | 313.5 W/m² | 3.2 m²/kW | 55.8 | 3.0 | 1 | 950.0 V | IGBT | 50 Hz | 93/123/143 m | No | 22.0 m/s |  | GRP | conical | painted | Yes |  |  | 12.1 U/min | 72 m/s |  | 1:100 | 1,200.0 U/min
1437 | 1437 | 1437 | 1437 | 1437 | 1437 | 1437 | REpower 3.4M104 - 3,40 MW - Wind turbine | https://en.wind-turbine-models.com/turbines/129-repower-3.4m104 | 1 | 3,400.0 kW | - | 3.5 m/s | 13.5 m/s | 104.0 m | 8,495.0 m² |  | 400.2 W/m² | 2.5 m²/kW | Steel tube- hybrid tower |  |  | 10.0 V | duble feed |  | 80 - 128 m | No | 25.0 m/s |  |  |  |  | Yes |  |  | 13.8 U/min | 75 m/s |  | 1:87
1438 | 1438 | 1438 | 1438 | 1438 | 1438 | 1438 | REpower 5M jacket tower - 5,08 MW - Wind turbine | https://en.wind-turbine-models.com/turbines/132-repower-5m-jacket-tower | 1 | 5,075.0 kW | - | 3.5 m/s | 14.0 m/s | 126.0 m | 12,469.0 m² | 3 | 407.0 W/m² | 2.5 m²/kW | LM 61.5 |  | 1 | 950.0 V | inverters | 50 Hz | 85- 95 m | Yes | 25.0 m/s |  | GFRP |  | painted |  |  |  | 12.1 U/min | 80 m/s | LM Glasfiber A/S | 1:97 | 1,170.0 U/min
1439 | 1439 | 1439 | 1439 | 1439 | 1439 | 1439 | REpower 5M Offshore - 5,08 MW - Wind turbine | https://en.wind-turbine-models.com/turbines/1-repower-5m-offshore | 1 | 5,075.0 kW | - | 3.5 m/s | 14.0 m/s | 126.5 m | 12,469.0 m² |  | 407.0 W/m² | 2.5 m²/kW | planetary |  |  |  | double fed asyn 6 pole |  | 95- 117 m | Yes | 30.0 m/s | [7 empty] | 12.2 U/min | 81 m/s |  | 1:97 |  | 120.0 t | 250.0 t
1440 | 1440 | 1440 | 1440 | 1440 | 1440 | 1440 | REpower 5M Onshore - 5,08 MW - Wind turbine | https://en.wind-turbine-models.com/turbines/264-repower-5m-onshore | 1 | 5,075.0 kW | - | 3.5 m/s | 14.0 m/s | 126.0 m | 12,469.0 m² | 3 | 407.0 W/m² | 2.5 m²/kW | LM 61.5 |  | double fed | 950.0 V | IGBT | 50 Hz | 117 m | No | 25.0 m/s |  | GFK |  |  | Yes |  |  | 12.1 U/min | 80 m/s | LM Glasfieber | 1:97 | 1,170.0 U/min
1441 | 1441 | 1441 | 1441 | 1441 | 1441 | 1441 | REpower 6.2M126 Offshore - 6,15 MW - Wind turbine | https://en.wind-turbine-models.com/turbines/291-repower-6.2m126-offshore | 1 | 6,150.0 kW | - | 3.5 m/s | 14.0 m/s | 126.0 m | 12,469.0 m² | 3 | 493.2 W/m² | 2.0 m²/kW | 61.5 | 3.0 | 1.0 | 33,000.0 V | IGBT | 50.0 Hz | 95.0 m | Yes | 30.0 m/s |  | GFK |  |  | No | IV | Ib | 12.1 U/min | 80 m/s | Power Blades | 1:97 | 1,170.0 U/min
1442 | 1442 | 1442 | 1442 | 1442 | 1442 | 1442 | REpower 6.2M126 Onshore - 6,15 MW - Wind turbine | https://en.wind-turbine-models.com/turbines/637-repower-6.2m126-onshore | 1 | 6,150.0 kW | - | 3.5 m/s | 14.5 m/s | 126.0 m | 12,469.0 m² | 3 | 493.2 W/m² | 2.0 m²/kW | 61.5 | 3.0 | 1 | 33,000.0 V | IGBT | 50 Hz | 100/117 m | No | 25.0 m/s |  | GFK | conical | painted | Yes |  |  | 12.1 U/min | 80 m/s | LM Glasfieber/ Powerblades | 1:97 | 1,170.0 U/min
1443 | 1443 | 1443 | 1443 | 1443 | 1443 | 1443 | REpower 6.2M152 Offshore - 6,15 MW - Wind turbine | https://en.wind-turbine-models.com/turbines/811-repower-6.2m152-offshore | 1 | 6,150.0 kW | - | 3.5 m/s | 11.5 m/s | 152.0 m | 18,146.0 m² | 3 | 338.9 W/m² | 3.0 m²/kW | 74.4 | 3.0 | 1 | 20,000.0 V | IGBT | 50 Hz | 95-110 m | Yes | 30.0 m/s |  | GRP | conical | painted | No |  |  | 11.1 U/min | 88 m/s | Power Blades | 1:116 | 1,170.0 U/min
1444 | 1444 | 1444 | 1444 | 1444 | 1444 | 1444 | REpower 6.2M152 Onshore - 6,15 MW - Wind turbine | https://en.wind-turbine-models.com/turbines/810-repower-6.2m152-onshore | 1 | 6,150.0 kW | - | 3.5 m/s | 12.0 m/s | 152.0 m | 18,146.0 m² | 3 | 338.9 W/m² | 3.0 m²/kW | 74.4 | 3.0 | 1 | 20,000.0 V | IGBT | 50 Hz | 121/124 m | No | 25.0 m/s |  | GRP | conical | painted | Yes |  |  | 10.1 U/min | 80 m/s | Power Blades | 1:116 | 1,170.0 U/min
1445 | 1445 | 1445 | 1445 | 1445 | 1445 | 1445 | REpower 48/600 - 600,00 kW - Wind turbine | https://en.wind-turbine-models.com/turbines/703-repower-48-600 | 1 | 600.0 kW | - | 3.0 m/s | 13.5 m/s | 48.4 m | 1,840.0 m² | 3 | 326.1 W/m² | 3.1 m²/kW | spur/planetary | 3.0 | 1 | 690.0 V | Thyristor | 50 Hz | 50/65/75 m | No | 20.0 m/s |  | GRP | conical | painted | Yes |  |  | 21.0 U/min | 53 m/s |  | 1:72 | 1,523.0 U/min | 9.5 t | 25.0 t
1446 | 1446 | 1446 | 1446 | 1446 | 1446 | 1446 | REpower 48/750 - 750,00 kW - Wind turbine | https://en.wind-turbine-models.com/turbines/704-repower-48-750 | 1 | 750.0 kW | - | 3.5 m/s | 14.0 m/s | 48.4 m | 1,840.0 m² | 3 | 407.6 W/m² | 2.5 m²/kW | spur/planetary | 3.0 | 1 | 690.0 V | Thyristor | 50 Hz | 50/65/75 m | No | 20.0 m/s |  | GFK | conical | painted | Yes |  |  | 22.0 U/min | 56 m/s |  | 1:68 | 1,521.0 U/min | 9.5 t | 26.0 t
1447 | 1447 | 1447 | 1447 | 1447 | 1447 | 1447 | REpower 57/1000 - 1,05 MW - Wind turbine | https://en.wind-turbine-models.com/turbines/847-repower-57-1000 | 1 | 1,050.0 kW | - | 3.0 m/s | 13.0 m/s | 57.0 m | 2,552.0 m² | 3 | 411.4 W/m² | 2.4 m²/kW | A&R 57 | 3.0 | 1.0 | 690.0 V | Thyristor | 50.0 Hz | 55/60/70 m | Yes | 25.0 m/s | 60.0 m/s | GFK / Epoxy | conical | coated | No |  |  | 23.0 U/min | 69 m/s | Abeking & Rasmussen | 1:67 | 1,500.0 U/min |  | 60.0 t | 55.0 t
1448 | 1448 | 1448 | 1448 | 1448 | 1448 | 1448 | REpower MM70 - 2,00 MW - Wind turbine | https://en.wind-turbine-models.com/turbines/424-repower-mm70 | 1 | 2,000.0 kW | - | 3.5 m/s | 14.6 m/s | 70.0 m | 3,850.0 m² | 3 | 519.5 W/m² | 1.9 m²/kW | LM 34 | 3.0 | 1 | 690.0 V | IGBT | 50 Hz | 65 m | No | 25.0 m/s | 65.1 m/s | GFK / Epoxy | conical | painted | Yes |  |  | 20.0 U/min | 73 m/s | LM Glasfieber | 1:90 | 1,800.0 U/min | 33.0 t | 56.0 t
1449 | 1449 | 1449 | 1449 | 1449 | 1449 | 1449 | REpower MD70 - 1,50 MW - Wind turbine | https://en.wind-turbine-models.com/turbines/133-repower-md70 | 1 | 1,500.0 kW | - | 3.5 m/s | 12.5 m/s | 70.0 m | 3,850.0 m² | 3 | 389.6 W/m² | 2.6 m²/kW | 34m | 3.0 | 1 | 690.0 V | double feed | 50 Hz | 65- 114.5 m | No | 25.0 m/s |  | glass-fibre reinforced epoxy | conical | coated | Yes |  | Ia | 19.0 U/min | 70 m/s | LM Glasfieber A/S | 1:95
1450 | 1450 | 1450 | 1450 | 1450 | 1450 | 1450 | REpower MD77 - 1,50 MW - Wind turbine | https://en.wind-turbine-models.com/turbines/549-repower-md77 | 1 | 1,500.0 kW | - | 3.0 m/s | 11.1 m/s | 77.0 m | 4,657.0 m² | 3 | 322.1 W/m² | 3.1 m²/kW | LM 37.3 | 3.0 | 1 | 690.0 V | IGBT | 50 Hz | 61.5/85/90/96.5/100/111.5 m | No | 20.0 m/s | 51.6 m/s | GFK | conical | painted | Yes |  |  | 17.3 U/min | 70 m/s | LM Glasfieber | 1:104 | 1,800.0 U/min | 31.5 t | 55.0 t |  |  | 15.0 t |  | 5.5 t
1451 | 1451 | 1451 | 1451 | 1451 | 1451 | 1451 | REpower MM82 - 2,05 MW - Wind turbine | https://en.wind-turbine-models.com/turbines/11-repower-mm82 | 1 | 2,050.0 kW | - | 3.5 m/s | 14.5 m/s | 82.0 m | 5,281.0 m² | 3 | 388.2 W/m² | 2.6 m²/kW | 40m |  | 1 | 690.0 V | IGBT | 50 Hz | 59/69/80/100 m | No | 25.0 m/s |  | GFK | conical | painted | Yes | III | Ia | 17.1 U/min | 73 m/s |  | 1:105 | 1,800.0 U/min
1452 | 1452 | 1452 | 1452 | 1452 | 1452 | 1452 | REpower MM92 - 2,05 MW - Wind turbine | https://en.wind-turbine-models.com/turbines/558-repower-mm92 | 1 | 2,050.0 kW | - | 3.0 m/s | 12.5 m/s | 92.5 m | 6,720.0 m² | 3 | 305.1 W/m² | 3.3 m²/kW | 45.2 | 3.0 | 1.0 | 690.0 V | IGBT | 50.0 Hz | 68.5/80/100 m | No | 24.0 m/s |  | GFK | conical | painted | Yes | III | IIa | 15.0 U/min | 73 m/s | LM Glasfieber | 1:120 | 1,800.0 U/min
1453 | 1453 | 1453 | 1453 | 1453 | 1453 | 1453 | REpower MM100/1.8 - 1,80 MW - Wind turbine | https://en.wind-turbine-models.com/turbines/740-repower-mm100-1.8 | 1 | 1,800.0 kW | - | 3.0 m/s | 10.5 m/s | 100.0 m | 7,854.0 m² | 3 | 229.2 W/m² | 4.4 m²/kW | 48.9 | 3.0 | 1 | 575.0 V | IGBT | 60 Hz | 80/100 m | No | 22.0 m/s |  | GFK | conical | painted | Yes |  |  | 13.9 U/min | 73 m/s |  | 1:104 | 1,440.0 U/min
1454 | 1454 | 1454 | 1454 | 1454 | 1454 | 1454 | REpower MM100/2.0 - 2,00 MW - Wind turbine | https://en.wind-turbine-models.com/turbines/739-repower-mm100-2.0 | 1 | 2,000.0 kW | - | 3.0 m/s | 11.0 m/s | 100.0 m | 7,854.0 m² | 3 | 254.6 W/m² | 3.9 m²/kW | 48.9 | 3.0 | 1 | 690.0 V | IGBT | 50 Hz | 80/100 m | No | 22.0 m/s |  | GFK | conical | painted | Yes |  |  | 13.9 U/min | 73 m/s |  | 1:130 | 1,800.0 U/min
1455 | 1455 | 1455 | 1455 | 1455 | 1455 | 1455 | Reymo 3,5 - 3,50 kW - Wind turbine | https://en.wind-turbine-models.com/turbines/1402-reymo-3-5 | 1 | 3.5 kW | - | 4.0 m/s |  | 4.4 m | 15.2 m² | 3 | 230.3 W/m² | 4.3 m²/kW | induction |  | 1 | 220.0 V | thyristors | 50 Hz | 6/12/18/24 m | No |  |  | GFRP |  | hot dip galvanized | Yes |  |  | 200.0 U/min | 46 m/s | KJ Fiber
1456 | 1456 | 1456 | 1456 | 1456 | 1456 | 1456 | Reymo 7/18.5 - 18,50 kW - Wind turbine | https://en.wind-turbine-models.com/turbines/169-reymo-7-18.5 | 1 | 18.5 kW | - | 4.0 m/s | 14.0 m/s | 10.7 m | 90.0 m² | 3 | 205.6 W/m² | 4.9 m²/kW | NACA 44 series |  | 1 | 380.0 V | thyristors | 50 Hz | 18/24 m | No | 25.0 m/s | 66.0 m/s | GRP |  |  | Yes |  |  | 60.0 U/min | 34 m/s | KJ Fiber | 1:17 | 1,008.0 U/min |  |  |  | 4.0 t
1457 | 1457 | 1457 | 1457 | 1457 | 1457 | 1457 | Reymo 11/55 - 55,00 kW - Wind turbine | https://en.wind-turbine-models.com/turbines/1400-reymo-11-55 | 1 | 55.0 kW | - | 4.0 m/s | 15.0 m/s | 16.7 m | 218.0 m² | 3 | 252.3 W/m² | 4.0 m²/kW | NACA 44 series |  | 1 | 380.0 V | thyristors | 50/60 Hz | 18/24 m | No | 25.0 m/s |  | GFRP |  | hot dip galvanized or painted | Yes |  |  | 51.0 U/min | 45 m/s | KJ Fiber | 1:20 | 1,045.0 U/min |  |  |  | 12.0 t
1458 | 1458 | 1458 | 1458 | 1458 | 1458 | 1458 | Reymo 15/65 - 65,00 kW - Wind turbine | https://en.wind-turbine-models.com/turbines/1399-reymo-15-65 | 1 | 65.0 kW | - | 4.0 m/s | 15.0 m/s | 16.7 m | 218.0 m² | 3 | 298.2 W/m² | 3.4 m²/kW | NACA 44 series |  | 1 | 480.0 V | thyristors | 50/60 Hz | 18/24 m | No | 30.0 m/s | 66.0 m/s | GFRP |  | hot dip galvanized | Yes |  |  | 48.0 U/min | 42 m/s | KJ Fiber | 1:25 | 1,200.0 U/min |  |  |  | 13.5 t
1459 | 1459 | 1459 | 1459 | 1459 | 1459 | 1459 | Reymo 18/75 - 75,00 kW - Wind turbine | https://en.wind-turbine-models.com/turbines/1401-reymo-18-75 | 1 | 75.0 kW | - | 4.0 m/s | 15.0 m/s | 17.0 m | 226.0 m² | 3 | 331.9 W/m² | 3.0 m²/kW | NACA 44 series |  | 1 | 380.0 V | thyristors | 50/60 Hz | 18/24 m | No | 25.0 m/s |  | GFRP |  |  | Yes |  |  | 51.0 U/min | 45 m/s | KJ Fiber | 1:20 | 1,045.0 U/min |  |  |  | 13.5 t
1460 | 1460 | 1460 | 1460 | 1460 | 1460 | 1460 | Reymo 22/95 - 95,00 kW - Wind turbine | https://en.wind-turbine-models.com/turbines/1403-reymo-22-95 | 1 | 95.0 kW | - | 4.0 m/s | 12.0 m/s | 21.8 m | 375.0 m² | 3 | 253.3 W/m² | 3.9 m²/kW | NACA 44 series |  | 2 | 480.0 V | thyristors | 50 Hz | 30 m | No | 30.0 m/s |  | GFRP | conical | coated | Yes |  |  | 38.0 U/min | 43 m/s | KJ Fiber | 1:26 | 1,500.0 U/min | [5 empty] | 1990
1461 | 1461 | 1461 | 1461 | 1461 | 1461 | 1461 | RG Wind turbina eolica - 60,00 kW - Wind turbine | https://en.wind-turbine-models.com/turbines/1833-rg-wind-turbina-eolica | 1 | 60.0 kW | - | [5 empty] | 0.0 W/m² | 0.0 m²/kW | steel tube | [6 empty] | No |  |  |  | conical | hot dip galvanized / painted | Yes
1462 | 1462 | 1462 | 1462 | 1462 | 1462 | 1462 | Riamwind 3kW lens wind turbine - 3,00 kW - Wind turbine | https://en.wind-turbine-models.com/turbines/2499-riamwind-3kw-lens-wind-turbine | 1 | 3.0 kW | - | 3.0 m/s | 11.0 m/s | 3.6 m | 10.4 m² | 3 | 288.5 W/m² | 3.5 m²/kW | direct drive |  | 1 | 48.0 V |  |  | 12 m | No | 18.0 m/s | 59.5 m/s | GFRP |  |  | Yes |  | IIIa | 550.0 U/min | 105 m/s |  |  |  |  | 0.6 t |  |  |  | 2022
1463 | 1463 | 1463 | 1463 | 1463 | 1463 | 1463 | Riamwind 9kW lens wind turbine - 9,00 kW - Wind turbine | https://en.wind-turbine-models.com/turbines/2497-riamwind-9kw-lens-wind-turbine | 1 | 9.0 kW | - | 3.0 m/s | 12.0 m/s | 8.3 m | 54.6 m² | 9 | 164.8 W/m² | 6.1 m²/kW | Each unit 2.78m rotor diameter |  | 3 | 48.0 V |  |  | 13.5 m | No | 16.0 m/s | 59.5 m/s | CFRP | cylindrical | galvanized | Yes |  | IIa | 400.0 U/min | 175 m/s |  |  |  |  | 1.3 t
1464 | 1464 | 1464 | 1464 | 1464 | 1464 | 1464 | Riamwind 15kW lens wind turbine - 15,00 kW - Wind turbine | https://en.wind-turbine-models.com/turbines/2500-riamwind-15kw-lens-wind-turbine | 1 | 15.0 kW | - | 3.0 m/s | 11.0 m/s | 12.0 m | 113.0 m² | 15 | 132.7 W/m² | 7.5 m²/kW | 15 sheets (3 sheets each) |  | 5 | 48.0 V |  |  | 12 m | No | 16.0 m/s | 59.5 m/s | CFRP | cylindrical | coated | Yes |  |  | 400.0 U/min | 251 m/s |  |  |  |  | 3.5 t
1465 | 1465 | 1465 | 1465 | 1465 | 1465 | 1465 | Riisager 7 kW Prototyp - 7,00 kW - Wind turbine | https://en.wind-turbine-models.com/turbines/213-riisager-7-kw-prototyp | 1 | 7.0 kW | - | [5 empty] | 0.0 W/m² | 0.0 m²/kW | Lattice | [6 empty] | No | [5 empty] | Yes |  |  | 60.0 U/min | [9 empty] | 1976
1466 | 1466 | 1466 | 1466 | 1466 | 1466 | 1466 | Riisager 22 - 22,00 kW - Wind turbine | https://en.wind-turbine-models.com/turbines/120-riisager-22 | 1 | 22.0 kW | - |  |  | 10.2 m |  |  | 0.0 W/m² | 0.0 m²/kW | [7 empty] | No | [5 empty] | Yes
1467 | 1467 | 1467 | 1467 | 1467 | 1467 | 1467 | Riisager 22 kW Boddum - 22,00 kW - Wind turbine | https://en.wind-turbine-models.com/turbines/215-riisager-22-kw-boddum | 1 | 22.0 kW | - | [5 empty] | 0.0 W/m² | 0.0 m²/kW | Lattice | [6 empty] | No | [5 empty] | Yes
1468 | 1468 | 1468 | 1468 | 1468 | 1468 | 1468 | Riisager 22 kW Risø - 22,00 kW - Wind turbine | https://en.wind-turbine-models.com/turbines/214-riisager-22-kw-ris | 1 | 22.0 kW | - | [5 empty] | 0.0 W/m² | 0.0 m²/kW | Lattice | [6 empty] | No | [5 empty] | Yes
1469 | 1469 | 1469 | 1469 | 1469 | 1469 | 1469 | Riisager 22 kW Sonebjerg - 22,00 kW - Wind turbine | https://en.wind-turbine-models.com/turbines/217-riisager-22-kw-sonebjerg | 1 | 22.0 kW | - | [5 empty] | 0.0 W/m² | 0.0 m²/kW | Lattice | [6 empty] | No | [5 empty] | Yes
1470 | 1470 | 1470 | 1470 | 1470 | 1470 | 1470 | Riisager 22 kW Vrinners - 22,00 kW - Wind turbine | https://en.wind-turbine-models.com/turbines/216-riisager-22-kw-vrinners | 1 | 22.0 kW | - | [5 empty] | 0.0 W/m² | 0.0 m²/kW | Lattice | [6 empty] | No | [5 empty] | Yes
1471 | 1471 | 1471 | 1471 | 1471 | 1471 | 1471 | Riisager 30 - 30,00 kW - Wind turbine | https://en.wind-turbine-models.com/turbines/119-riisager-30 | 1 | 30.0 kW | - |  |  | 12.5 m |  |  | 0.0 W/m² | 0.0 m²/kW | [7 empty] | No | [5 empty] | Yes
1472 | 1472 | 1472 | 1472 | 1472 | 1472 | 1472 | Riva Calzoni MP5 - 3,60 kW - Wind turbine | https://en.wind-turbine-models.com/turbines/1085-riva-calzoni-mp5 | 1 | 3.6 kW | - | 4.0 m/s | 16.0 m/s | 5.3 m | 22.0 m² | 1 | 163.6 W/m² | 6.1 m²/kW | synchronous |  | 1.0 | 110.0 V |  | 50.0 Hz | 9.0 m | No | 25.0 m/s |  |  | conical | painted | Yes |  |  | 350.0 U/min | 97 m/s | Riva Calzoni |  |  |  | 0.3 t | 1.2 t | 1.5 t |  |  | 0.1 t
1473 | 1473 | 1473 | 1473 | 1473 | 1473 | 1473 | Riva Calzoni M30 A - 200,00 kW - Wind turbine | https://en.wind-turbine-models.com/turbines/1083-riva-calzoni-m30-a | 1 | 200.0 kW | - | 4.0 m/s | 11.8 m/s | 33.0 m | 855.0 m² | 1 | 233.9 W/m² | 4.3 m²/kW | FX 84-W-Serie | 2.0 |  | 380.0 V | thyristors | 50 Hz | 33 m | No | 25.0 m/s |  | GFRP | conical | painted | Yes |  |  | 60.8 U/min | 105 m/s |  | 1:26 | 1,556.0 U/min |  | 13.5 t | 13.0 t | 30.0 t |  |  | 0.6 t
1474 | 1474 | 1474 | 1474 | 1474 | 1474 | 1474 | Riva Calzoni M30 S1 - 250,00 kW - Wind turbine | https://en.wind-turbine-models.com/turbines/340-riva-calzoni-m30-s1 | 1 | 250.0 kW | - | 4.2 m/s | 12.5 m/s | 33.0 m | 855.0 m² | 1 | 292.4 W/m² | 3.4 m²/kW | FX 84-W-Serie | 2.0 |  | 380.0 V | direct | 50 Hz |  | No | 25.0 m/s |  | GFRP | conical | painted | Yes |  |  | 59.0 U/min | 102 m/s | Kramer | 1:26 | 1,500.0 U/min |  | 13.5 t | 13.0 t | 30.0 t |  |  | 0.7 t
1475 | 1475 | 1475 | 1475 | 1475 | 1475 | 1475 | Riva Calzoni M30 S2 - 350,00 kW - Wind turbine | https://en.wind-turbine-models.com/turbines/1084-riva-calzoni-m30-s2 | 1 | 350.0 kW | - | 4.5 m/s | 13.5 m/s | 33.0 m | 855.0 m² | 1 | 409.4 W/m² | 2.4 m²/kW | FX 84-W-Serie | 2.0 |  | 380.0 V | direct | 50 Hz | 33 m | No | 25.0 m/s |  | GFRP | conical | painted | Yes |  |  | 57.0 U/min | 98 m/s | Kramer | 1:29 | 1,675.0 U/min |  | 11.5 t | 11.0 t | 26.0 t |  |  | 0.8 t
1476 | 1476 | 1476 | 1476 | 1476 | 1476 | 1476 | Riva Calzoni M55 - 800,00 kW - Wind turbine | https://en.wind-turbine-models.com/turbines/1830-riva-calzoni-m55 | 1 | 800.0 kW | - | 3.5 m/s | 13.0 m/s | 55.0 m | 2,376.0 m² | 1 | 336.7 W/m² | 3.0 m²/kW | parallel axis | 2.0 |  | 400.0 V |  | 50 Hz | 60 m | No | 25.0 m/s |  | fibre | conical | painted | Yes |  |  | 11.0 U/min | 32 m/s |  | 1:49 | 500.0 U/min
1477 | 1477 | 1477 | 1477 | 1477 | 1477 | 1477 | Ropatec 3kW - 3,00 kW - Wind turbine | https://en.wind-turbine-models.com/turbines/2422-ropatec-3kw | 1 | 3.0 kW | 3.0 - 3.6 kW | 4.0 m/s | 13.0 m/s | 3.3 m | 8.5 m² | 3 | 352.9 W/m² | 2.8 m²/kW | direct drive |  | 1 | 400.0 V | full inverter IGBT | 50/60 Hz | 10.9 / site specific m | Yes | 17.0 m/s | - | carbon and glas fiber | cylindrical | galvanized |  |  | IV | [8 empty] | 1.0 t
1478 | 1478 | 1478 | 1478 | 1478 | 1478 | 1478 | Ropatec T20 proS - 20,00 kW - Wind turbine | https://en.wind-turbine-models.com/turbines/1763-ropatec-t20-pros | 1 | 20.0 kW | - | 4.0 m/s |  | 11.0 m | 132.0 m² | 3 | 151.5 W/m² | 6.6 m²/kW | 12m |  | 1 |  |  |  | 24 m | No | 20.0 m/s |  | Fiberglass | cylindrical | hot dip galvanized | Yes |  | IIIa | [6 empty] | 3.5 t | 4.2 t
1479 | 1479 | 1479 | 1479 | 1479 | 1479 | 1479 | Ropatec T30 proS - 30,00 kW - Wind turbine | https://en.wind-turbine-models.com/turbines/1764-ropatec-t30-pros | 1 | 30.0 kW | - | 4.0 m/s |  | 11.0 m | 132.0 m² | 3 | 227.3 W/m² | 4.4 m²/kW | 12m |  | 1 |  |  | 50 Hz | 24 m | No | 20.0 m/s |  | Fiberglass | cylindrical | hot dip galvanized | Yes |  | IIIa | [6 empty] | 3.5 t | 4.2 t
1480 | 1480 | 1480 | 1480 | 1480 | 1480 | 1480 | Ropatec SA40 - 10,00 kW - Wind turbine | https://en.wind-turbine-models.com/turbines/1762-ropatec-sa40 | 1 | 10.0 kW | - | 4.5 m/s |  | 7.0 m | 39.9 m² | 3 | 250.6 W/m² | 4.0 m²/kW | 5.7m |  | 1 |  |  | 50 Hz | 12/18 m | No | 25.0 m/s |  | Fiberglass | cylindrical | hot dip galvanized | Yes |  | IIIa | [6 empty] | 1.9 t | 2.4 t
1481 | 1481 | 1481 | 1481 | 1481 | 1481 | 1481 | RRB Energy V27-225 - 225,00 kW - Wind turbine | https://en.wind-turbine-models.com/turbines/455-rrb-energy-v27-225 | 1 | 225.0 kW | - | 3.5 m/s | 14.0 m/s | 27.0 m | 573.0 m² | 3 | 392.7 W/m² | 2.5 m²/kW | Spur | 2.0 | 1 | 400.0 V | Thyristor | 50 Hz | 30.7/48.7 m | No | 25.0 m/s | 70.0 m/s |  |  | galvanized | Yes |  |  | 43.0 U/min | 61 m/s |  | 1:23 | 1,008.0 U/min
1482 | 1482 | 1482 | 1482 | 1482 | 1482 | 1482 | RRB Energy V39-500 - 500,00 kW - Wind turbine | https://en.wind-turbine-models.com/turbines/456-rrb-energy-v39-500 | 1 | 500.0 kW | - | 4.0 m/s | 14.0 m/s | 47.0 m | 1,735.0 m² | 3 | 288.2 W/m² | 3.5 m²/kW | spur/planetary | 3.0 | 1 | 690.0 V | Thyristor | 50 Hz | 48.1 m | No | 25.0 m/s | 70.0 m/s | GFK |  | galvanized | Yes |  |  | 26.0 U/min | 64 m/s |  | 1:58 | 1,515.0 U/min
1483 | 1483 | 1483 | 1483 | 1483 | 1483 | 1483 | RRB Energy Pawan Shakthi PS-600 - 600,00 kW - Wind turbine | https://en.wind-turbine-models.com/turbines/457-rrb-energy-pawan-shakthi-ps-600 | 1 | 600.0 kW | - | 4.0 m/s | 14.0 m/s | 47.0 m | 1,735.0 m² | 3 | 345.8 W/m² | 2.9 m²/kW | spur/planetary | 3.0 | 1 | 690.0 V | Thyristor | 50 Hz | 48.1/63.1 m | No | 25.0 m/s | 70.0 m/s | GFK | conical | galvanized | Yes |  |  | 26.0 U/min | 64 m/s |  | 1:58 | 1,527.0 U/min
1484 | 1484 | 1484 | 1484 | 1484 | 1484 | 1484 | RRB Energy Pawan Shakthi PS-1800 - 1,80 MW - Wind turbine | https://en.wind-turbine-models.com/turbines/458-rrb-energy-pawan-shakthi-ps-1800 | 1 | 1,800.0 kW | - | 3.5 m/s | 11.8 m/s | 82.0 m | 5,283.0 m² | 3 | 340.7 W/m² | 2.9 m²/kW | Planetary | 2.0 | 1 | 690.0 V | IGBT | 50 Hz | 78/98 m | No | 25.0 m/s | 60.0 m/s | GFK | conical | painted | Yes |  |  | 17.0 U/min | 73 m/s |  | 1:61 | 1,008.0 U/min
1485 | 1485 | 1485 | 1485 | 1485 | 1485 | 1485 | Ruhrtal 65kW - 65,00 kW - Wind turbine | https://en.wind-turbine-models.com/turbines/2328-ruhrtal-65kw | 1 | 65.0 kW | - | [5 empty] | 0.0 W/m² | 0.0 m²/kW | steel tube | [6 empty] | No |  |  |  | conical | coated | Yes | [12 empty] | 1986
1486 | 1486 | 1486 | 1486 | 1486 | 1486 | 1486 | Rulis Eléctrica Silentwind PRO - 0,50 kW - Wind turbine | https://en.wind-turbine-models.com/turbines/2156-rulis-el-ctrica-silentwind-pro | 1 | 0.5 kW | 0.4 - 0.6 kW | 2.2 m/s | 14.5 m/s | 1.2 m | 1.0 m² | 3 | 485.4 W/m² | 2.1 m²/kW | direct drive |  | 1 | 48.0 V | Controller / Battery |  | site specific / max. 3 m | Yes | - |  | carbon fiber CFRP | cylindrical |  |  |  |  | 1,700.0 U/min | 102 m/s
1487 | 1487 | 1487 | 1487 | 1487 | 1487 | 1487 | FIAT ENEL FIAT - 50,00 kW - Wind turbine | https://en.wind-turbine-models.com/turbines/1868-fiat-enel-fiat | 1 | 50.0 kW | - | 5.0 m/s | 11.7 m/s | 13.5 m | 143.0 m² | 2 | 349.7 W/m² | 2.9 m²/kW | NACA 44XX |  | 1 | 380.0 V |  | 50 Hz | 18.5 m | No | 35.0 m/s | 70.0 m/s | fiberglass / steel | cantilever cylindrical shell flated root | painted | Yes |  |  | 112.0 U/min | 79 m/s |  |  |  | 0.7 t | 1.3 t | 2.0 t | 4.0 t |  |  | 0.2 t
1488 | 1488 | 1488 | 1488 | 1488 | 1488 | 1488 | S.J.Wind-Power S.J. 10 kW-R - 10,00 kW - Wind turbine | https://en.wind-turbine-models.com/turbines/258-s.j.wind-power-s.j.-10-kw-r | 1 | 10.0 kW | - |  |  | 6.3 m | 124.7 m² | 16 | 80.2 W/m² | 12.5 m²/kW | Stall | [5 empty] | 14.5 m | No | [5 empty] | Yes |  |  | 50.0 U/min | 16 m/s | S.J. Wind-Power
1489 | 1489 | 1489 | 1489 | 1489 | 1489 | 1489 | S&G Engineering SG60.28 - 60,00 kW - Wind turbine | https://en.wind-turbine-models.com/turbines/1756-s-g-engineering-sg60.28 | 1 | 60.0 kW | - | 3.0 m/s | 7.5 m/s | 28.0 m | 615.8 m² | 2 | 97.4 W/m² | 10.3 m²/kW | direct drive |  | 1 |  | IGBT | 50/60 Hz | 37.36 m | No | 19.0 m/s |  |  | conical |  | Yes |  | IIIa
1490 | 1490 | 1490 | 1490 | 1490 | 1490 | 1490 | S&G Engineering SG500.50 - 500,00 kW - Wind turbine | https://en.wind-turbine-models.com/turbines/1751-s-g-engineering-sg500.50 | 1 | 500.0 kW | - | 4.0 m/s | 11.0 m/s | 50.0 m | 1,963.0 m² | 3 | 254.7 W/m² | 3.9 m²/kW | spur/ planetary | 3.0 | 1 |  | IGBT | 50/60 Hz | 50/73 m | No | 25.0 m/s |  |  | conical | painted | Yes |  | IIa
1491 | 1491 | 1491 | 1491 | 1491 | 1491 | 1491 | S&G Engineering SG500.54 - 500,00 kW - Wind turbine | https://en.wind-turbine-models.com/turbines/1752-s-g-engineering-sg500.54 | 1 | 500.0 kW | - | 3.5 m/s | 10.0 m/s | 54.0 m | 2,290.0 m² | 3 | 218.3 W/m² | 4.6 m²/kW | spur/ planetary | 3.0 | 1 |  | IGBT | 50/60 Hz | 50/73 m | No | 24.0 m/s |  |  | conical | painted | Yes |  | IIIa
1492 | 1492 | 1492 | 1492 | 1492 | 1492 | 1492 | S&G Engineering SG750.50 - 750,00 kW - Wind turbine | https://en.wind-turbine-models.com/turbines/1753-s-g-engineering-sg750.50 | 1 | 750.0 kW | - | 4.0 m/s | 11.0 m/s | 50.0 m | 1,963.0 m² | 3 | 382.1 W/m² | 2.6 m²/kW | spur/ planetary | 3.0 | 1 |  | IGBT | 50/60 Hz | 73 m | No | 25.0 m/s |  |  | conical | painted | Yes |  | IIa
1493 | 1493 | 1493 | 1493 | 1493 | 1493 | 1493 | S&G Engineering SG750.54 - 750,00 kW - Wind turbine | https://en.wind-turbine-models.com/turbines/1754-s-g-engineering-sg750.54 | 1 | 750.0 kW | - | 3.5 m/s | 10.0 m/s | 54.0 m | 2,290.0 m² | 3 | 327.5 W/m² | 3.1 m²/kW | spur/ planetary | 3.0 | 1 |  | IGBT | 50/60 Hz | 50/73 m | No | 24.0 m/s |  |  | conical | painted | Yes |  | IIIa
1494 | 1494 | 1494 | 1494 | 1494 | 1494 | 1494 | S&G Engineering SG750.66 - 750,00 kW - Wind turbine | https://en.wind-turbine-models.com/turbines/1755-s-g-engineering-sg750.66 | 1 | 750.0 kW | - | 3.0 m/s | 9.0 m/s | 66.0 m | 3,421.0 m² | 3 | 219.2 W/m² | 4.6 m²/kW | spur/ planetary | 3.0 | 1 |  | IGBT | 50/60 Hz | 73 m | No | 20.0 m/s |  |  | conical | painted | Yes |  | S
1495 | 1495 | 1495 | 1495 | 1495 | 1495 | 1495 | S&G Engineering SG1700.100 - 1,70 MW - Wind turbine | https://en.wind-turbine-models.com/turbines/1750-s-g-engineering-sg1700.100 | 1 | 1,700.0 kW | - | 3.0 m/s | 10.0 m/s | 100.0 m | 7,854.0 m² | 3 | 216.5 W/m² | 4.6 m²/kW | spur/ planetary | 3.0 | 1 |  | IGBT | 50/60 Hz | 100 m | No | 20.0 m/s |  |  | conical | painted | Yes |  | S
1496 | 1496 | 1496 | 1496 | 1496 | 1496 | 1496 | S&G Engineering SG1700.80 - 1,70 MW - Wind turbine | https://en.wind-turbine-models.com/turbines/1748-s-g-engineering-sg1700.80 | 1 | 1,700.0 kW | - | 4.0 m/s | 11.0 m/s | 80.0 m | 5,026.0 m² | 3 | 338.2 W/m² | 3.0 m²/kW | spur/ planetary | 3.0 | 1 |  | IGBT | 50/60 Hz | 82 m | No | 25.0 m/s |  |  | conical | painted | Yes |  | IIa
1497 | 1497 | 1497 | 1497 | 1497 | 1497 | 1497 | S&G Engineering SG1700.84 - 1,70 MW - Wind turbine | https://en.wind-turbine-models.com/turbines/1749-s-g-engineering-sg1700.84 | 1 | 1,700.0 kW | - | 4.0 m/s | 10.8 m/s | 84.0 m | 5,542.0 m² | 3 | 306.7 W/m² | 3.3 m²/kW | spur/ planetary | 3.0 | 1 |  | IGBT | 50/60 Hz | 82 m | No | 24.0 m/s |  |  | conical | painted | Yes |  | IIIa
1498 | 1498 | 1498 | 1498 | 1498 | 1498 | 1498 | S&G Engineering SG2500.131 DD - 2,50 MW - Wind turbine | https://en.wind-turbine-models.com/turbines/1745-s-g-engineering-sg2500.131-dd | 1 | 2,500.0 kW | - | 3.0 m/s | 10.0 m/s | 131.0 m | 13,478.0 m² | 3 | 185.5 W/m² | 5.4 m²/kW | direct drive |  | 1 |  | IGBT | 50 Hz | 120 m | No | 20.0 m/s |  |  | conical | painted | Yes |  | S
1499 | 1499 | 1499 | 1499 | 1499 | 1499 | 1499 | S&G Engineering SG2700.100 DD - 2,70 MW - Wind turbine | https://en.wind-turbine-models.com/turbines/1746-s-g-engineering-sg2700.100-dd | 1 | 2,700.0 kW | - | 3.0 m/s | 11.3 m/s | 100.0 m | 7,854.0 m² | 3 | 343.8 W/m² | 2.9 m²/kW | direct drive |  | 1 |  | IGBT | 50 Hz | 100 m | No | 25.0 m/s |  |  | conical | painted | Yes |  | IIa
1500 | 1500 | 1500 | 1500 | 1500 | 1500 | 1500 | S&G Engineering SG2700.116 DD - 2,70 MW - Wind turbine | https://en.wind-turbine-models.com/turbines/1747-s-g-engineering-sg2700.116-dd | 1 | 2,700.0 kW | - | 3.0 m/s | 10.5 m/s | 116.0 m | 10,568.0 m² | 3 | 255.5 W/m² | 3.9 m²/kW | direct drive |  | 1 |  | IGBT | 50 Hz | 100 m | No | 24.0 m/s |  |  | conical | painted | Yes |  | IIIa
1501 | 1501 | 1501 | 1501 | 1501 | 1501 | 1501 | S&W ENERGIESYSTEME S&W 2.5 - 2,50 kW - Wind turbine | https://en.wind-turbine-models.com/turbines/1958-s-w-energiesysteme-s-w-2.5 | 1 | 2.5 kW | - | 2.5 m/s | 11.9 m/s | 3.1 m | 7.3 m² | 3 | 342.5 W/m² | 2.9 m²/kW | planetary |  | 1 | 400.0 V | inverters | 50 Hz | 8 / 15 m | No | 28.0 m/s |  | GFK/CFK | cylindrical |  | Yes |  |  | 460.0 U/min | 73 m/s
1502 | 1502 | 1502 | 1502 | 1502 | 1502 | 1502 | S&W ENERGIESYSTEME S&W 5.5 - 5,50 kW - Wind turbine | https://en.wind-turbine-models.com/turbines/1957-s-w-energiesysteme-s-w-5.5 | 1 | 5.5 kW | - | 2.5 m/s | 10.8 m/s | 5.5 m | 23.8 m² | 3 | 231.1 W/m² | 4.3 m²/kW | planetary |  | 1 | 400.0 V | inverters | 50 Hz | 15 / 22 m | No | 28.0 m/s |  | GFK/CFK | cylindrical |  | Yes |  |  | 180.0 U/min | 52 m/s
1503 | 1503 | 1503 | 1503 | 1503 | 1503 | 1503 | S&W ENERGIESYSTEME S&W 6.0 - 6,00 kW - Wind turbine | https://en.wind-turbine-models.com/turbines/1956-s-w-energiesysteme-s-w-6.0 | 1 | 6.0 kW | - | 2.2 m/s | 10.0 m/s | 6.9 m | 37.5 m² | 3 | 160.0 W/m² | 6.3 m²/kW | planetary |  | 1 | 400.0 V | inverters | 50 Hz | 15 / 22 / 26 / site specific m | No | 28.0 m/s |  | GFK/CFK | cylindrical |  | Yes |  |  | 180.0 U/min | 65 m/s
1504 | 1504 | 1504 | 1504 | 1504 | 1504 | 1504 | S&W ENERGIESYSTEME S&W 7.5 - 7,50 kW - Wind turbine | https://en.wind-turbine-models.com/turbines/1955-s-w-energiesysteme-s-w-7.5 | 1 | 7.5 kW | - | 2.2 m/s | 11.0 m/s | 6.5 m | 33.1 m² | 3 | 226.6 W/m² | 4.4 m²/kW | planetary |  | 1 | 400.0 V | inverters | 50 Hz | 15/22/26 or site specific m | No | 28.0 m/s |  | GFK/CFK | cylindrical |  | Yes |  |  | 180.0 U/min | 61 m/s
1505 | 1505 | 1505 | 1505 | 1505 | 1505 | 1505 | S&W ENERGIESYSTEME S&W 15.0 - 15,00 kW - Wind turbine | https://en.wind-turbine-models.com/turbines/1954-s-w-energiesysteme-s-w-15.0 | 1 | 15.0 kW | - | 2.6 m/s | 10.3 m/s | 8.9 m | 62.0 m² | 3 | 241.9 W/m² | 4.1 m²/kW | planetary |  | 1 | 400.0 V | inverters | 50 Hz | 24 m | No | 28.0 m/s |  | GFK/CFK | cylindrical |  | Yes |  |  | 88.0 U/min | 41 m/s
1506 | 1506 | 1506 | 1506 | 1506 | 1506 | 1506 | S&W ENERGIESYSTEME S&W 25.0 - 25,00 kW - Wind turbine | https://en.wind-turbine-models.com/turbines/1953-s-w-energiesysteme-s-w-25.0 | 1 | 25.0 kW | - | 2.2 m/s | 11.6 m/s | 11.2 m | 98.2 m² | 3 | 254.6 W/m² | 3.9 m²/kW | planetary |  | 1 | 400.0 V | inverters | 50 Hz | 24.4 m | No | 28.0 m/s |  | GFK/CFK | cylindrical |  | Yes |  |  | 90.0 U/min | 53 m/s
1507 | 1507 | 1507 | 1507 | 1507 | 1507 | 1507 | S&W ENERGIESYSTEME S&W 50.0 - 50,00 kW - Wind turbine | https://en.wind-turbine-models.com/turbines/1952-s-w-energiesysteme-s-w-50.0 | 1 | 50.0 kW | - | 2.0 m/s | 11.5 m/s | 16.0 m | 199.8 m² | 3 | 250.3 W/m² | 4.0 m²/kW | planetary |  | 1 | 400.0 V | inverters | 50 Hz | 42 m | No | 28.0 m/s |  | GFK/CFK | cylindrical |  | Yes |  |  | 50.0 U/min | 42 m/s
1508 | 1508 | 1508 | 1508 | 1508 | 1508 | 1508 | Saba Niroo S47-660 - 660,00 kW - Wind turbine | https://en.wind-turbine-models.com/turbines/478-saba-niroo-s47-660 | 1 | 660.0 kW | - | 4.0 m/s | 15.0 m/s | 47.0 m | 1,735.0 m² | 3 | 380.4 W/m² | 2.6 m²/kW | 22.9 |  | 1 | 400.0 V | Thyristor | 50 Hz | 40 m | No | 25.0 m/s | 60.0 m/s | GFK | conical | painted | Yes |  |  | 28.5 U/min | 70 m/s |  |  | 1,650.0 U/min
1509 | 1509 | 1509 | 1509 | 1509 | 1509 | 1509 | Samsung S2.5-120 - 2,50 MW - Wind turbine | https://en.wind-turbine-models.com/turbines/286-samsung-s2.5-120 | 1 | 2,500.0 kW | - | 3.0 m/s | 11.0 m/s | 120.0 m | 11,310.0 m² | 3 | 221.0 W/m² | 4.5 m²/kW | planetary/helical | 2.0 | 1 |  | 4Q PWM | 50/60 Hz | 80/100 m | No | 20.0 m/s |  |  |  |  | Yes | [6 empty] | 1,650.0 U/min
1510 | 1510 | 1510 | 1510 | 1510 | 1510 | 1510 | Samsung S7.0-171 - 7,00 MW - Wind turbine | https://en.wind-turbine-models.com/turbines/285-samsung-s7.0-171 | 1 | 7,000.0 kW | - | 3.0 m/s | 11.5 m/s | 171.2 m | 23,020.0 m² | 3 | 304.1 W/m² | 3.3 m²/kW | SSP 83.5 |  | 1.0 | 3,300.0 V | IGCT Converter | 50 Hz | 110.0 m | Yes | 25.0 m/s |  |  | conical | painted |  |  | Ia |  |  | SSP |  | 400.0 U/min
1511 | 1511 | 1511 | 1511 | 1511 | 1511 | 1511 | Samsung 25s - 2,50 MW - Wind turbine | https://en.wind-turbine-models.com/turbines/1528-samsung-25s | 1 | 2,500.0 kW | - | 2.5 m/s | 14.0 m/s | 90.0 m | 2,362.0 m² | 3 | 1,058.4 W/m² | 0.9 m²/kW | [6 empty] | 80 m | No | 25.0 m/s |  | GFK |  |  | Yes |  | IIa |  |  | LM |  | 1,650.0 U/min
1512 | 1512 | 1512 | 1512 | 1512 | 1512 | 1512 | Sande B.C. 7,5 - 7,50 kW - Wind turbine | https://en.wind-turbine-models.com/turbines/688-sande-b.c.-7-5 | 1 | 7.5 kW | - | [5 empty] | 0.0 W/m² | 0.0 m²/kW | [7 empty] | No | [5 empty] | Yes
1513 | 1513 | 1513 | 1513 | 1513 | 1513 | 1513 | SANY SE7715 - 1,50 MW - Wind turbine | https://en.wind-turbine-models.com/turbines/2080-sany-se7715 | 1 | 1,500.0 kW | - | 3.0 m/s | 11.5 m/s | 77.7 m | 4,739.0 m² | 3 | 316.5 W/m² | 3.2 m²/kW | 37.8m | 3.0 | 1 | 690.0 V | IGBT | 50 Hz | 65 / 70 / 80 m | No | 25.0 m/s |  | GFRP | conical | painted | Yes |  | IIa | 19.0 U/min | 77 m/s |  | 1:95 | 1,800.0 U/min | 33.0 t | 56.0 t
1514 | 1514 | 1514 | 1514 | 1514 | 1514 | 1514 | SANY SE8215 - 1,50 MW - Wind turbine | https://en.wind-turbine-models.com/turbines/2081-sany-se8215 | 1 | 1,500.0 kW | - | 3.0 m/s | 11.0 m/s | 83.3 m | 5,447.0 m² | 3 | 275.4 W/m² | 3.6 m²/kW | 40.6m | 3.0 | 1 | 690.0 V | IGBT | 50 Hz | 65 / 70 / 80 m | No | 25.0 m/s |  | GFRP | conical | painted | Yes |  | IIIa | 17.3 U/min | 75 m/s |  | 1:104 | 1,800.0 U/min | 34.0 t | 56.0 t
1515 | 1515 | 1515 | 1515 | 1515 | 1515 | 1515 | SANY SE8220 - 2,00 MW - Wind turbine | https://en.wind-turbine-models.com/turbines/2085-sany-se8220 | 1 | 2,000.0 kW | - | 3.5 m/s | 12.0 m/s | 82.5 m | 5,343.0 m² | 3 | 374.3 W/m² | 2.7 m²/kW | 40.6m | 2.0 | 1 | 690.0 V | IGBT | 50 Hz | 70 / 80 m | No | 25.0 m/s |  | GFRP | conical | painted | Yes |  | Ia, IIa | 18.0 U/min | 78 m/s |  | 1:33 | 600.0 U/min
1516 | 1516 | 1516 | 1516 | 1516 | 1516 | 1516 | SANY SE8715 - 1,50 MW - Wind turbine | https://en.wind-turbine-models.com/turbines/2082-sany-se8715 | 1 | 1,500.0 kW | - | 3.0 m/s | 10.5 m/s | 86.7 m | 5,890.0 m² | 3 | 254.7 W/m² | 3.9 m²/kW | 42.1m | 3.0 | 1 | 690.0 V | IGBT | 50 Hz | 80 m | No | 20.0 m/s |  | GFRP | conical | painted | Yes |  | S | 16.7 U/min | 76 m/s |  | 1:108 | 1,800.0 U/min | 36.0 t | 56.0 t
1517 | 1517 | 1517 | 1517 | 1517 | 1517 | 1517 | SANY SE8720 - 2,00 MW - Wind turbine | https://en.wind-turbine-models.com/turbines/2038-sany-se8720 | 1 | 2,000.0 kW | - | 3.5 m/s | 11.5 m/s | 87.0 m | 6,079.0 m² | 3 | 329.0 W/m² | 3.0 m²/kW | 42.5m | 2.0 | 1 | 690.0 V | IGBT | 50 Hz | 70 / 80 m | No | 25.0 m/s |  | GFRP | conical | painted | Yes |  | IIa | 17.0 U/min | 77 m/s |  | 1:38 | 600.0 U/min | 47.0 t | 68.0 t
1518 | 1518 | 1518 | 1518 | 1518 | 1518 | 1518 | SANY SE9315 - 1,50 MW - Wind turbine | https://en.wind-turbine-models.com/turbines/2083-sany-se9315 | 1 | 1,500.0 kW | - | 3.0 m/s | 10.5 m/s | 93.0 m | 6,793.0 m² | 3 | 220.8 W/m² | 4.5 m²/kW | SYFB3453 45.3m | 3.0 | 1 | 690.0 V | IGBT | 50 Hz | 70 / 80 m | No | 25.0 m/s |  | GFRP | conical | painted | Yes |  | S | 16.0 U/min | 78 m/s |  | 1:113 | 1,800.0 U/min | 38.0 t | 55.0 t
1519 | 1519 | 1519 | 1519 | 1519 | 1519 | 1519 | SANY SE9320 - 2,00 MW - Wind turbine | https://en.wind-turbine-models.com/turbines/2086-sany-se9320 | 1 | 2,000.0 kW | - | 3.0 m/s | 11.0 m/s | 93.0 m | 6,789.0 m² | 3 | 294.6 W/m² | 3.4 m²/kW | 45.3m | 2.0 | 1 | 690.0 V | IGBT | 50 Hz | 70 / 80 m | No | 25.0 m/s |  | GFRP | conical | painted | Yes |  | IIIa, IIIb | 16.0 U/min | 78 m/s |  | 1:33 | 600.0 U/min | 49.0 t | 68.0 t
1520 | 1520 | 1520 | 1520 | 1520 | 1520 | 1520 | SANY SE10015 - 1,50 MW - Wind turbine | https://en.wind-turbine-models.com/turbines/2084-sany-se10015 | 1 | 1,500.0 kW | - | 3.0 m/s | 10.0 m/s | 102.0 m | 8,235.0 m² | 3 | 182.1 W/m² | 5.5 m²/kW | SYFB4503 50.3m | 3.0 | 1 | 690.0 V | IGBT | 50 Hz | 70 / 80 m | No | 22.0 m/s |  | GFRP | conical | painted | Yes |  | S | 15.0 U/min | 80 m/s |  | 1:120 | 1,800.0 U/min | 40.0 t | 55.0 t
1521 | 1521 | 1521 | 1521 | 1521 | 1521 | 1521 | SANY SE10020 - 2,00 MW - Wind turbine | https://en.wind-turbine-models.com/turbines/2087-sany-se10020 | 1 | 2,000.0 kW | - | 2.5 m/s | 10.0 m/s | 102.0 m | 8,235.0 m² | 3 | 242.9 W/m² | 4.1 m²/kW | SYFB4503 50.3m | 2.0 | 1 | 690.0 V | IGBT | 50 Hz | 80 / 85 / 90 m | No | 25.0 m/s |  | GFRP | conical | painted | Yes |  | IIIa, IIIb | 15.0 U/min | 80 m/s |  | 1:120 | 1,800.0 U/min | 52.0 t | 79.0 t
1522 | 1522 | 1522 | 1522 | 1522 | 1522 | 1522 | SANY SE10520 - 2,00 MW - Wind turbine | https://en.wind-turbine-models.com/turbines/2088-sany-se10520 | 1 | 2,000.0 kW | - | 3.0 m/s | 10.0 m/s | 103.0 m | 8,231.0 m² | 3 | 243.0 W/m² | 4.1 m²/kW | planetary / spur | 2.0 | 1 | 690.0 V | IGBT | 50 Hz | 80 / 90 m | No | 22.0 m/s |  | GFRP | conical | painted | Yes |  | S | 15.0 U/min | 81 m/s |  | 1:106 | 1,800.0 U/min | 52.0 t | 68.0 t
1523 | 1523 | 1523 | 1523 | 1523 | 1523 | 1523 | SANY SE11030 - 3,00 MW - Wind turbine | https://en.wind-turbine-models.com/turbines/2098-sany-se11030 | 1 | 3,000.0 kW | - | 3.0 m/s | 11.0 m/s | 110.0 m | 9,503.0 m² | 3 | 315.7 W/m² | 3.2 m²/kW | planetary / spur | 2.0 | 1 | 690.0 V | IGBT | 50 Hz | 80 / 90 / 100 m | No | 25.0 m/s | 59.5 m/s | GFRP | conical | painted | Yes |  | IIa | 13.0 U/min | 75 m/s |  | 1:64 | 896.0 U/min
1524 | 1524 | 1524 | 1524 | 1524 | 1524 | 1524 | SANY SE11520 - 2,00 MW - Wind turbine | https://en.wind-turbine-models.com/turbines/2089-sany-se11520 | 1 | 2,000.0 kW | - | 2.5 m/s | 9.5 m/s | 115.0 m | 10,450.0 m² | 3 | 191.4 W/m² | 5.2 m²/kW | SYFB4565 56.5m | 2.0 | 1 | 690.0 V | IGBT | 50 Hz | 80 / 85 / 90 m | No | 22.0 m/s |  | GFRP | conical | painted | Yes |  | S | 13.1 U/min | 79 m/s |  | 1:137 | 1,800.0 U/min | 62.0 t | 79.0 t
1525 | 1525 | 1525 | 1525 | 1525 | 1525 | 1525 | SANY SE11525 - 2,50 MW - Wind turbine | https://en.wind-turbine-models.com/turbines/2093-sany-se11525 | 1 | 2,500.0 kW | - | 2.5 m/s | 10.0 m/s | 115.0 m | 10,387.0 m² | 3 | 240.7 W/m² | 4.2 m²/kW | planetary / spur | 2.0 | 1 | 690.0 V | IGBT | 50 Hz | 90 / 100 / 110 / 120 m | No | 25.0 m/s |  | GFRP | conical | painted | Yes |  |  | 13.5 U/min | 81 m/s |  |  | 1,800.0 U/min
1526 | 1526 | 1526 | 1526 | 1526 | 1526 | 1526 | SANY SE12120 - 2,00 MW - Wind turbine | https://en.wind-turbine-models.com/turbines/2090-sany-se12120 | 1 | 2,000.0 kW | - | 2.5 m/s | 8.5 m/s | 121.0 m | 11,500.0 m² | 3 | 173.9 W/m² | 5.8 m²/kW | planetary / spur | 2.0 | 1 | 690.0 V | IGBT | 50 Hz | 90 m | No | 22.0 m/s |  | GFRP | conical | painted | Yes |  | S | 13.5 U/min | 86 m/s |  |  | 1,800.0 U/min | 62.5 t | 70.0 t
1527 | 1527 | 1527 | 1527 | 1527 | 1527 | 1527 | SANY SE12122 - 2,20 MW - Wind turbine | https://en.wind-turbine-models.com/turbines/2100-sany-se12122 | 1 | 2,200.0 kW | - | 2.5 m/s |  | 121.5 m | 10,590.0 m² | 3 | 207.7 W/m² | 4.8 m²/kW | planetary / spur |  | 1 | 690.0 V | IGBT | 50/60 Hz | 85 / 90 / 100 / 120 / 130 / 140 m | No | 22.0 m/s |  | GFRP | conical | painted | Yes |  | IIIb
1528 | 1528 | 1528 | 1528 | 1528 | 1528 | 1528 | SANY SE12125 - 2,50 MW - Wind turbine | https://en.wind-turbine-models.com/turbines/2091-sany-se12125 | 1 | 2,500.0 kW | - | 3.0 m/s | 9.5 m/s | 121.0 m | 11,499.0 m² | 3 | 217.4 W/m² | 4.6 m²/kW | planetary / spur | 2.0 | 1 | 690.0 V | IGBT | 50 Hz | 90 / 100 / 110 / 120 m | No | 25.0 m/s |  | GFRP | conical | painted | Yes |  | S | 13.2 U/min | 83 m/s |  |  | 1,800.0 U/min | 65.5 t | 79.5 t
1529 | 1529 | 1529 | 1529 | 1529 | 1529 | 1529 | SANY SE12130 - 3,00 MW - Wind turbine | https://en.wind-turbine-models.com/turbines/2092-sany-se12130 | 1 | 3,000.0 kW | - | 3.0 m/s | 10.0 m/s | 121.0 m | 11,499.0 m² | 3 | 260.9 W/m² | 3.8 m²/kW | planetary / spur | 2.0 | 1 | 690.0 V | IGBT | 50 Hz | 100 / 110 / 120 / 138 m | No | 25.0 m/s |  | GFRP | conical | painted | Yes |  | S | 12.2 U/min | 77 m/s |  |  | 1,800.0 U/min | 65.5 t | 79.5 t
1530 | 1530 | 1530 | 1530 | 1530 | 1530 | 1530 | SANY SE12520 - 2,00 MW - Wind turbine | https://en.wind-turbine-models.com/turbines/2094-sany-se12520 | 1 | 2,000.0 kW | - | 2.5 m/s | 8.5 m/s | 125.0 m | 12,272.0 m² | 3 | 163.0 W/m² | 6.1 m²/kW | planetary / spur | 2.0 | 1 | 690.0 V | IGBT | 50 Hz | 90 m | No | 22.0 m/s |  | GFRP | conical | painted | Yes |  |  | 13.5 U/min | 88 m/s |  |  | 1,800.0 U/min
1531 | 1531 | 1531 | 1531 | 1531 | 1531 | 1531 | SANY SE12525 - 2,50 MW - Wind turbine | https://en.wind-turbine-models.com/turbines/2095-sany-se12525 | 1 | 2,500.0 kW | - | 2.5 m/s | 9.0 m/s | 125.0 m | 12,272.0 m² | 3 | 203.7 W/m² | 4.9 m²/kW | planetary / spur | 2.0 | 1 | 690.0 V | IGBT | 50 Hz | 80 / 85 / 90 m | No | 28.0 m/s |  | GFRP | conical | painted | Yes |  |  | 12.2 U/min | 80 m/s |  |  | 1,800.0 U/min
1532 | 1532 | 1532 | 1532 | 1532 | 1532 | 1532 | SANY SE12725 - 2,50 MW - Wind turbine | https://en.wind-turbine-models.com/turbines/2096-sany-se12725 | 1 | 2,500.0 kW | - | 3.0 m/s | 9.0 m/s | 127.0 m | 12,668.0 m² | 3 | 197.3 W/m² | 5.1 m²/kW | planetary / spur | 2.0 | 1 | 690.0 V | IGBT | 50 Hz | 90 / 100 / 110 / 120 m | No | 25.0 m/s |  | GFRP | conical | painted | Yes |  |  | 12.2 U/min | 81 m/s |  |  | 1,800.0 U/min
1533 | 1533 | 1533 | 1533 | 1533 | 1533 | 1533 | SANY SE12730 - 3,00 MW - Wind turbine | https://en.wind-turbine-models.com/turbines/2097-sany-se12730 | 1 | 3,000.0 kW | - | 3.0 m/s | 9.5 m/s | 127.0 m | 12,668.0 m² | 3 | 236.8 W/m² | 4.2 m²/kW | planetary / spur | 2.0 | 1 | 690.0 V | IGBT | 50 Hz | 100 / 110 / 120 / 138 m | No | 25.0 m/s |  | GFRP | conical | painted | Yes |  |  | 12.2 U/min | 81 m/s |  |  | 1,800.0 U/min
1534 | 1534 | 1534 | 1534 | 1534 | 1534 | 1534 | SANY SE13122 - 2,20 MW - Wind turbine | https://en.wind-turbine-models.com/turbines/2101-sany-se13122 | 1 | 2,200.0 kW | - | 2.5 m/s |  | 129.5 m | 13,170.0 m² | 3 | 167.0 W/m² | 6.0 m²/kW | planetary / spur |  | 1 | 690.0 V | IGBT | 50/60 Hz | 85 / 90 / 100 / 120 / 130 / 140 m | No | 22.0 m/s |  | GFRP | conical | painted | Yes |  | S
1535 | 1535 | 1535 | 1535 | 1535 | 1535 | 1535 | SANY SE13125 - 2,50 MW - Wind turbine | https://en.wind-turbine-models.com/turbines/2099-sany-se13125 | 1 | 2,500.0 kW | - | 3.0 m/s | 9.1 m/s | 131.0 m | 13,478.2 m² | 3 | 185.5 W/m² | 5.4 m²/kW | planetary / spur | 3.0 | 1 | 690.0 V | IGBT | 50 Hz | 90 / 100 / 120 m | No | 22.0 m/s | 52.5 m/s | GFRP | conical | painted | Yes |  | IIIb |  |  | ??/ ????/ ?? |  | 1,800.0 U/min |  | 100.0 t |  |  | 27.5 t
1536 | 1536 | 1536 | 1536 | 1536 | 1536 | 1536 | SANY SE13130 - 3,00 MW - Wind turbine | https://en.wind-turbine-models.com/turbines/2112-sany-se13130 | 1 | 3,000.0 kW | - | 3.0 m/s | 9.0 m/s | 131.0 m | 12,272.0 m² | 3 | 244.5 W/m² | 4.1 m²/kW | planetary / parallel | 3.0 | 1 | 690.0 V | IGBT | 50/60 Hz | 90 / 100 / 120 m | No | 28.0 m/s |  | GFRP | conical | painted | Yes |  | S |  |  | ??/ ????/ ?? |  | 1,800.0 U/min | 65.5 t | 79.5 t
1537 | 1537 | 1537 | 1537 | 1537 | 1537 | 1537 | SANY SE13625 - 2,50 MW - Wind turbine | https://en.wind-turbine-models.com/turbines/2111-sany-se13625 | 1 | 2,500.0 kW | - | 3.0 m/s | 8.6 m/s | 136.0 m | 14,526.7 m² | 3 | 172.1 W/m² | 5.8 m²/kW | planetary / parallel | 3.0 | 1 | 690.0 V | IGBT | 50/60 Hz | 90 / 100 / 120 / 130 / 140 m | No | 22.0 m/s | 45.5 m/s | GFRP | conical | painted | Yes |  | S |  |  | ??/ ????/ ?? |  |  |  | 105.0 t |  |  | 27.5 t
1538 | 1538 | 1538 | 1538 | 1538 | 1538 | 1538 | SANY SE14123 - 2,30 MW - Wind turbine | https://en.wind-turbine-models.com/turbines/2102-sany-se14123 | 1 | 2,300.0 kW | - | 2.5 m/s |  | 139.5 m | 15,280.0 m² | 3 | 150.5 W/m² | 6.6 m²/kW | planetary / spur |  | 1 | 690.0 V | IGBT | 50/60 Hz | 85 / 90 / 100 / 120 / 130 / 140 m | No | 22.0 m/s |  | GFRP | conical | painted | Yes |  | S
1539 | 1539 | 1539 | 1539 | 1539 | 1539 | 1539 | SANY SE14125 - 2,50 MW - Wind turbine | https://en.wind-turbine-models.com/turbines/2103-sany-se14125 | 1 | 2,500.0 kW | - | 2.5 m/s |  | 139.5 m | 15,280.0 m² | 3 | 163.6 W/m² | 6.1 m²/kW | planetary / spur |  | 1 | 690.0 V | IGBT | 50/60 Hz | 85 / 90 / 100 / 120 / 130 / 140 m | No | 22.0 m/s |  | GFRP | conical | painted | Yes |  | S
1540 | 1540 | 1540 | 1540 | 1540 | 1540 | 1540 | SANY SE14130 - 3,00 MW - Wind turbine | https://en.wind-turbine-models.com/turbines/2106-sany-se14130 | 1 | 3,000.0 kW | - | 3.0 m/s |  | 141.0 m | 15,615.0 m² | 3 | 192.1 W/m² | 5.2 m²/kW | planetary / parallel | 3.0 | 1 | 690.0 V | IGBT | 50/60 Hz | 90 / 93 / 100 / 110 / 130 / 140 m | No | 25.0 m/s |  | GFRP | conical | painted | Yes |  | IIIb
1541 | 1541 | 1541 | 1541 | 1541 | 1541 | 1541 | SANY SE14142 - 4,20 MW - Wind turbine | https://en.wind-turbine-models.com/turbines/2109-sany-se14142 | 1 | 4,200.0 kW | - | 3.0 m/s |  | 141.0 m | 15,606.0 m² | 3 | 269.1 W/m² | 3.7 m²/kW | planetary / parallel | 3.0 | 1 | 690.0 V | IGBT | 50/60 Hz | 90 / 100 / 120 / 130 / 140 m | No | 22.0 m/s |  | GFRP | conical | painted | Yes |  | S
1542 | 1542 | 1542 | 1542 | 1542 | 1542 | 1542 | SANY SE14525 - 2,50 MW - Wind turbine | https://en.wind-turbine-models.com/turbines/2110-sany-se14525 | 1 | 2,500.0 kW | - | 3.0 m/s | 8.2 m/s | 145.0 m | 16,512.9 m² | 3 | 151.4 W/m² | 6.6 m²/kW | planetary / parallel | 3.0 | 1 | 690.0 V | IGBT | 50/60 Hz | 100 / 125 / 145 m | No | 22.0 m/s | 42.0 m/s | GFRP | conical | painted | Yes |  | S |  |  | ??/ ????/ ?? |  |  |  | 105.0 t |  |  | 27.5 t
1543 | 1543 | 1543 | 1543 | 1543 | 1543 | 1543 | SANY SE14630 - 3,00 MW - Wind turbine | https://en.wind-turbine-models.com/turbines/2105-sany-se14630 | 1 | 3,000.0 kW | - | 3.0 m/s |  | 146.0 m | 16,740.0 m² | 3 | 179.2 W/m² | 5.6 m²/kW | planetary / parallel | 3.0 | 1 | 690.0 V | IGBT | 50/60 Hz | 90 / 93 / 100 / 110 / 130 / 140 m | No | 25.0 m/s |  | GFRP | conical | painted | Yes |  | IIIb
1544 | 1544 | 1544 | 1544 | 1544 | 1544 | 1544 | SANY SE14634 - 3,40 MW - Wind turbine | https://en.wind-turbine-models.com/turbines/2104-sany-se14634 | 1 | 3,400.0 kW | - | 3.0 m/s |  | 146.0 m | 16,740.0 m² | 3 | 203.1 W/m² | 4.9 m²/kW | planetary / parallel | 3.0 | 1 | 690.0 V | IGBT | 50/60 Hz | 90 / 93 / 100 / 110 / 130 / 140 m | No | 25.0 m/s |  | GFRP | conical | painted | Yes |  | S
1545 | 1545 | 1545 | 1545 | 1545 | 1545 | 1545 | SANY SE14842 - 4,20 MW - Wind turbine | https://en.wind-turbine-models.com/turbines/2108-sany-se14842 | 1 | 4,200.0 kW | - | 3.0 m/s |  | 148.0 m | 17,195.0 m² | 3 | 244.3 W/m² | 4.1 m²/kW | planetary / parallel | 3.0 | 1 | 690.0 V | IGBT | 50/60 Hz | 90 / 100 / 120 / 130 / 140 m | No | 22.0 m/s |  | GFRP | conical | painted | Yes |  | IIIb
1546 | 1546 | 1546 | 1546 | 1546 | 1546 | 1546 | SANY SE15536 - 3,60 MW - Wind turbine | https://en.wind-turbine-models.com/turbines/2107-sany-se15536 | 1 | 3,600.0 kW | - | 3.0 m/s |  | 155.0 m | 18,859.0 m² | 3 | 190.9 W/m² | 5.2 m²/kW | planetary / parallel | 3.0 | 1 | 690.0 V | IGBT | 50/60 Hz | 90 / 100 / 120 / 130 / 140 m | No | 22.0 m/s |  | GFRP | conical | painted | Yes |  | S
1547 | 1547 | 1547 | 1547 | 1547 | 1547 | 1547 | SANY SE16030 - 3,00 MW - Wind turbine | https://en.wind-turbine-models.com/turbines/2451-sany-se16030 | 1 | 3,000.0 kW | - | 3.0 m/s |  | 160.0 m | 20,096.0 m² | 3 | 149.3 W/m² | 6.7 m²/kW | Two-stage planetary+One-stage parallel | 3.0 | 1 | 690.0 V |  | 50 Hz | 90 - 140 m | No | 20.0 m/s |  |  | conical | coated | Yes |  | S
1548 | 1548 | 1548 | 1548 | 1548 | 1548 | 1548 | SANY SE16032 - 3,20 MW - Wind turbine | https://en.wind-turbine-models.com/turbines/2452-sany-se16032 | 1 | 3,200.0 kW | - | 3.0 m/s |  | 160.0 m | 20,096.0 m² | 3 | 159.2 W/m² | 6.3 m²/kW | Two-stage planetary+One-stage parallel | 3.0 | 1 | 690.0 V |  | 50 Hz | 90 - 140 m | No | 20.0 m/s |  |  | conical | coated | Yes |  | S
1549 | 1549 | 1549 | 1549 | 1549 | 1549 | 1549 | SANY SE16033 - 3,30 MW - Wind turbine | https://en.wind-turbine-models.com/turbines/2453-sany-se16033 | 1 | 3,300.0 kW | - | 3.0 m/s |  | 160.0 m | 20,096.0 m² | 3 | 164.2 W/m² | 6.1 m²/kW | Two-stage planetary+One-stage parallel | 3.0 | 1 | 690.0 V |  | 50 Hz | 90 - 140 m | No | 20.0 m/s |  |  | conical | coated | Yes |  | S
1550 | 1550 | 1550 | 1550 | 1550 | 1550 | 1550 | SANY SE16050 SI-16050 - 5,00 MW - Wind turbine | https://en.wind-turbine-models.com/turbines/2465-sany-se16050-si-16050 | 1 | 5,000.0 kW | - | 3.0 m/s |  | 160.0 m | 20,096.0 m² | 3 | 248.8 W/m² | 4.0 m²/kW | Two-stage planetary+One-stage parallel | 3.0 | 1 | 690.0 V | full scale | 50 Hz | 100 - 140 m | No | 25.0 m/s |  |  | conical | coated | Yes |  | S
1551 | 1551 | 1551 | 1551 | 1551 | 1551 | 1551 | SANY SE16432 - 3,20 MW - Wind turbine | https://en.wind-turbine-models.com/turbines/2454-sany-se16432 | 1 | 3,200.0 kW | - | 3.0 m/s |  | 164.0 m | 21,124.0 m² | 3 | 151.5 W/m² | 6.6 m²/kW | Two-stage planetary+One-stage parallel | 3.0 | 1 | 690.0 V | full scale | 50 Hz | 100 - 140 m | No | 20.0 m/s |  |  | conical | coated | Yes |  | S
1552 | 1552 | 1552 | 1552 | 1552 | 1552 | 1552 | SANY SE16433 - 3,30 MW - Wind turbine | https://en.wind-turbine-models.com/turbines/2455-sany-se16433 | 1 | 3,300.0 kW | - | 3.0 m/s |  | 164.0 m | 21,124.0 m² | 3 | 156.2 W/m² | 6.4 m²/kW | Two-stage planetary+One-stage parallel | 3.0 | 1 | 690.0 V | full scale | 50 Hz | 100 - 140 m | No | 20.0 m/s |  |  | conical | coated | Yes |  | S
1553 | 1553 | 1553 | 1553 | 1553 | 1553 | 1553 | SANY SE16436 - 3,60 MW - Wind turbine | https://en.wind-turbine-models.com/turbines/2457-sany-se16436 | 1 | 3,600.0 kW | - | 3.0 m/s |  | 164.0 m | 21,124.0 m² | 3 | 170.4 W/m² | 5.9 m²/kW | Two-stage planetary+One-stage parallel | 3.0 | 1 | 690.0 V | full scale | 50 Hz | 100 - 140 m | No | 20.0 m/s |  |  | conical | coated | Yes |  | S
1554 | 1554 | 1554 | 1554 | 1554 | 1554 | 1554 | SANY SE16836 - 3,60 MW - Wind turbine | https://en.wind-turbine-models.com/turbines/2459-sany-se16836 | 1 | 3,600.0 kW | - | 3.0 m/s |  | 168.0 m | 22,167.0 m² | 3 | 162.4 W/m² | 6.2 m²/kW | Two-stage planetary+One-stage parallel | 3.0 | 1 | 1,140.0 V | full scale | 50 Hz | 100 - 140 m | No | 20.0 m/s |  |  | conical | coated | Yes |  | S
1555 | 1555 | 1555 | 1555 | 1555 | 1555 | 1555 | SANY SE16840 SI-16840 - 4,00 MW - Wind turbine | https://en.wind-turbine-models.com/turbines/2463-sany-se16840-si-16840 | 1 | 4,000.0 kW | - | 3.0 m/s |  | 168.0 m | 22,167.0 m² | 3 | 180.4 W/m² | 5.5 m²/kW | Two-stage planetary+One-stage parallel | 3.0 | 1 | 1,140.0 V | full scale | 50 Hz | 100 - 140 m | No | 22.0 m/s |  |  | conical | coated | Yes |  | S
1556 | 1556 | 1556 | 1556 | 1556 | 1556 | 1556 | SANY SE16850 SI-16850 - 5,00 MW - Wind turbine | https://en.wind-turbine-models.com/turbines/2464-sany-se16850-si-16850 | 1 | 5,000.0 kW | - | 3.0 m/s |  | 168.0 m | 22,167.0 m² | 3 | 225.6 W/m² | 4.4 m²/kW | Two-stage planetary+One-stage parallel | 3.0 | 1 | 690.0 V | full scale | 50 Hz | 100 - 140 m | No | 22.0 m/s |  |  | conical | coated | Yes |  | S
1557 | 1557 | 1557 | 1557 | 1557 | 1557 | 1557 | SANY SE164335 - 3,35 MW - Wind turbine | https://en.wind-turbine-models.com/turbines/2456-sany-se164335 | 1 | 3,350.0 kW | - | 3.0 m/s |  | 164.0 m | 21,124.0 m² | 3 | 158.6 W/m² | 6.3 m²/kW | Two-stage planetary+One-stage parallel | 3.0 | 1 | 690.0 V | full scale | 50 Hz | 100 - 140 m | No | 20.0 m/s |  |  | conical | coated | Yes |  | S
1558 | 1558 | 1558 | 1558 | 1558 | 1558 | 1558 | SANY SE164365 - 3,65 MW - Wind turbine | https://en.wind-turbine-models.com/turbines/2458-sany-se164365 | 1 | 3,650.0 kW | - | 3.0 m/s |  | 164.0 m | 21,124.0 m² | 3 | 172.8 W/m² | 5.8 m²/kW | Two-stage planetary+One-stage parallel | 3.0 | 1 | 690.0 V | full scale | 50 Hz | 100 - 140 m | No | 20.0 m/s |  |  | conical | coated | Yes |  | S
1559 | 1559 | 1559 | 1559 | 1559 | 1559 | 1559 | SANY SE168365 - 3,65 MW - Wind turbine | https://en.wind-turbine-models.com/turbines/2460-sany-se168365 | 1 | 3,650.0 kW | - | 3.0 m/s |  | 168.0 m | 22,167.0 m² | 3 | 164.7 W/m² | 6.1 m²/kW | Two-stage planetary+One-stage parallel | 3.0 | 1 | 1,140.0 V | full scale | 50 Hz | 100 - 140 m | No | 20.0 m/s |  |  | conical | coated | Yes |  | S
1560 | 1560 | 1560 | 1560 | 1560 | 1560 | 1560 | SANY SE168385 SI-168385 - 3,85 MW - Wind turbine | https://en.wind-turbine-models.com/turbines/2462-sany-se168385-si-168385 | 1 | 3,850.0 kW | - | 3.0 m/s |  | 168.0 m | 22,167.0 m² | 3 | 173.7 W/m² | 5.8 m²/kW | Two-stage planetary+One-stage parallel | 3.0 | 1 | 1,140.0 V | full scale | 50 Hz | 100 - 140 m | No | 22.0 m/s |  |  | conical | coated | Yes |  | S
1561 | 1561 | 1561 | 1561 | 1561 | 1561 | 1561 | SANY SE172625 SI-172625 - 6,25 MW - Wind turbine | https://en.wind-turbine-models.com/turbines/2461-sany-se172625-si-172625 | 1 | 6,250.0 kW | - | 3.0 m/s |  | 172.0 m | 23,223.0 m² | 3 | 269.1 W/m² | 3.7 m²/kW | Two-stage planetary+One-stage parallel | 3.0 | 1 | 690.0 V | full scale | 50 Hz | 100 - 140 m | No | 25.0 m/s |  |  | conical | coated | Yes |  | S
1562 | 1562 | 1562 | 1562 | 1562 | 1562 | 1562 | Linksium Owlwind OWLWIND 2xVAWT - 5,00 MW - Wind turbine | https://en.wind-turbine-models.com/turbines/1539-linksium-owlwind-owlwind-2xvawt | 1 | 5,000.0 kW | - | [5 empty] | 0.0 W/m² | 0.0 m²/kW | [7 empty] | Yes | [5 empty] | No | [12 empty] | 2020
1563 | 1563 | 1563 | 1563 | 1563 | 1563 | 1563 | Scandinavian Wind Odder Mølle 18 SP - 18,50 kW - Wind turbine | https://en.wind-turbine-models.com/turbines/179-scandinavian-wind-odder-m-lle-18-sp | 1 | 18.5 kW | - |  |  | 11.0 m | 95.0 m² | 3 | 194.7 W/m² | 5.1 m²/kW | [6 empty] | 18.0 m | No | [5 empty] | Yes
1564 | 1564 | 1564 | 1564 | 1564 | 1564 | 1564 | Schuler SDD 100 - 2,70 MW - Wind turbine | https://en.wind-turbine-models.com/turbines/842-schuler-sdd-100 | 1 | 2,700.0 kW | - | 3.0 m/s | 11.5 m/s | 100.0 m | 7,854.0 m² | 3 | 343.8 W/m² | 2.9 m²/kW | with out. direct drive |  | 1 | 900.0 V | IGBT | 50 Hz | 100 m | Yes | 25.0 m/s |  | GFRP | conical | painted
1565 | 1565 | 1565 | 1565 | 1565 | 1565 | 1565 | Schütz VT110 - 3,20 MW - Wind turbine | https://en.wind-turbine-models.com/turbines/1018-schuetz-vt110 | 1 | 3,200.0 kW | - | 3.0 m/s | 11.2 m/s | 110.0 m | 9,500.0 m² | 3 | 336.8 W/m² | 3.0 m²/kW | ADC 53.4 |  | 1 | 690.0 V | IGBT | 50 Hz | 120 / 137.6 / 142.6 / 143.2 m | No | 25.0 m/s | 52.5 m/s | GFRP with epoxy resin |  | coated | Yes | II | IIIa | 14.6 U/min | 84 m/s | Schütz Composite |  |  |  | 230.0 t | 1,500.0 t | 1,730.0 t |  | 2011
1566 | 1566 | 1566 | 1566 | 1566 | 1566 | 1566 | Seaforth Energy AOC15/50 - 50,00 kW - Wind turbine | https://en.wind-turbine-models.com/turbines/513-seaforth-energy-aoc15-50 | 1 | 50.0 kW | - | 4.6 m/s | 12.5 m/s | 15.0 m | 177.0 m² | 3 | 282.5 W/m² | 3.5 m²/kW | 7.2 | 2.0 | 1 | 480.0 V |  | 60 Hz | 30/37/43 m | No | 22.4 m/s | 59.5 m/s | Fiberglas | conical | painted | Yes |  |  | 65.0 U/min | 51 m/s | GRE | 1:28 | 1,800.0 U/min | 0.5 t | 2.0 t | 8.6 t |  |  |  | 0.1 t
1567 | 1567 | 1567 | 1567 | 1567 | 1567 | 1567 | SEAS / Johannes Juul Vester Egesborg Møllen - 10,00 kW - Wind turbine | https://en.wind-turbine-models.com/turbines/193-seas-johannes-juul-vester-egesborg-m-llen | 1 | 10.0 kW | - |  |  | 8.0 m | 50.0 m² | 4 | 200.0 W/m² | 5.0 m²/kW | Lattice | [5 empty] | 12.0 m | No | [5 empty] | Yes
1568 | 1568 | 1568 | 1568 | 1568 | 1568 | 1568 | Seawind 6.2 MW - 6,20 MW - Wind turbine | https://en.wind-turbine-models.com/turbines/1262-seawind-6.2-mw | 1 | 6,200.0 kW | - | 3.0 m/s | 9.0 m/s |  |  | 2 | 0.0 W/m² | 0.0 m²/kW | planetary | [6 empty] | Yes | [5 empty] | No | [8 empty] | 290.0 t
1569 | 1569 | 1569 | 1569 | 1569 | 1569 | 1569 | JONICA IMPIANTI JIMP20 - 20,00 kW - Wind turbine | https://en.wind-turbine-models.com/turbines/1767-jonica-impianti-jimp20 | 1 | 20.0 kW | - | 3.5 m/s |  | 10.4 m | 84.9 m² | 3 | 235.6 W/m² | 4.2 m²/kW | direct drive |  | 1 | 400.0 V |  | 50 Hz | 24/30 m | No | 26.0 m/s |  | GFK / Epoxy | conical | hot dip galvanized | Yes |  |  | 162.0 U/min | 88 m/s |  |  |  |  | 0.9 t
1570 | 1570 | 1570 | 1570 | 1570 | 1570 | 1570 | JONICA IMPIANTI JIMP25 - 25,00 kW - Wind turbine | https://en.wind-turbine-models.com/turbines/1766-jonica-impianti-jimp25 | 1 | 25.0 kW | - | 3.5 m/s |  | 10.4 m | 84.9 m² | 3 | 294.5 W/m² | 3.4 m²/kW | direct drive |  | 1 | 400.0 V |  | 50 Hz | 24/30 m | No | 26.0 m/s |  | GFK / Epoxy | conical | hot dip galvanized | Yes |  |  | 162.0 U/min | 88 m/s |  |  |  |  | 0.9 t
1571 | 1571 | 1571 | 1571 | 1571 | 1571 | 1571 | JONICA IMPIANTI JIMP30 - 30,00 kW - Wind turbine | https://en.wind-turbine-models.com/turbines/1765-jonica-impianti-jimp30 | 1 | 30.0 kW | - | 3.5 m/s |  | 11.6 m | 105.6 m² | 3 | 284.1 W/m² | 3.5 m²/kW | direct drive |  | 1 | 400.0 V |  | 50 Hz | 24/30 m | No | 26.0 m/s |  | GFK / Epoxy | conical | hot dip galvanized | Yes |  |  | 155.0 U/min | 94 m/s |  |  |  |  | 0.9 t
1572 | 1572 | 1572 | 1572 | 1572 | 1572 | 1572 | JONICA IMPIANTI JIMP60 - 60,00 kW - Wind turbine | https://en.wind-turbine-models.com/turbines/829-jonica-impianti-jimp60 | 1 | 60.0 kW | - | 3.0 m/s | 10.5 m/s | 18.0 m | 254.4 m² | 3 | 235.8 W/m² | 4.2 m²/kW | with out. direct drive |  | 1 | 400.0 V | IGBT | 50 Hz | 36 m | No | 26.0 m/s |  | GFK / Epoxy | conical | painted | Yes |  |  | 70.0 U/min | 66 m/s | [6 empty] | 5.8 t
1573 | 1573 | 1573 | 1573 | 1573 | 1573 | 1573 | Seewind S 20 110 - 110,00 kW - Wind turbine | https://en.wind-turbine-models.com/turbines/38-seewind-s-20-110 | 1 | 110.0 kW | - | 2.8 m/s | 12.5 m/s | 22.0 m | 380.0 m² | 3 | 289.5 W/m² | 3.5 m²/kW | SW 10.3 | 2.0 | 1.0 | 400.0 V | Thyristor | 50.0 Hz | 25.2/31.2 m | No | 25.0 m/s | 60.0 m/s | GFK | conical | painted | Yes |  |  | 41.5 U/min | 48 m/s | SeeWind | 1:37 | 1,500.0 U/min | 1.2 t | 5.4 t | 12.1 t | 18.7 t |  |  | 0.4 t
1574 | 1574 | 1574 | 1574 | 1574 | 1574 | 1574 | Seewind S 25 132 - 132,00 kW - Wind turbine | https://en.wind-turbine-models.com/turbines/1082-seewind-s-25-132 | 1 | 132.0 kW | - | 2.8 m/s | 13.5 m/s | 22.0 m | 380.0 m² | 3 | 347.4 W/m² | 2.9 m²/kW | NACA 44 Mod. | 2.0 | 1.0 | 400.0 V | thyristors | 50.0 Hz | 25.2/31.2 m | No | 25.0 m/s | 60.0 m/s | GFK | cylindrical | painted | Yes |  |  | 41.4 U/min | 48 m/s | Seewind | 1:36 | 1,500.0 U/min |  | 5.4 t | 12.1 t | 18.7 t |  |  | 0.4 t
1575 | 1575 | 1575 | 1575 | 1575 | 1575 | 1575 | Seewind S 52 750 - 750,00 kW - Wind turbine | https://en.wind-turbine-models.com/turbines/337-seewind-s-52-750 | 1 | 750.0 kW | - | 3.5 m/s | 13.0 m/s | 52.0 m | 2,124.0 m² | 3 | 353.1 W/m² | 2.8 m²/kW | LM 25.2 | 3.0 | 1.0 | 690.0 V | Thyristor | 50.0 Hz | 44/49/65/73.5 m | No | 20.0 m/s | 55.0 m/s | GFRP | conical | painted | Yes |  |  | 22.0 U/min | 60 m/s | LM Glasfiber A/S | 1:68 | 1,500.0 U/min | 16.0 t | 23.0 t | 73.0 t | 112.0 t
1576 | 1576 | 1576 | 1576 | 1576 | 1576 | 1576 | Selvbygger 7.5 kW - 7,50 kW - Wind turbine | https://en.wind-turbine-models.com/turbines/843-selvbygger-7.5-kw | 1 | 7.5 kW | - |  |  | 10.0 m | 79.0 m² | 3 | 94.9 W/m² | 10.5 m²/kW | Lattice | [5 empty] | 15.0 m | No | [5 empty] | Yes | [12 empty] | 1983
1577 | 1577 | 1577 | 1577 | 1577 | 1577 | 1577 | Sencenbaugh Windharvester 500 - 0,50 kW - Wind turbine | https://en.wind-turbine-models.com/turbines/1054-sencenbaugh-windharvester-500 | 1 | 0.5 kW | - | 3.8 m/s | 9.8 m/s | 2.0 m | 3.1 m² | 3 | 161.3 W/m² | 6.2 m²/kW | without | [5 empty] | 15 m | No | 25.0 m/s |  |  |  | hot-dip galvanized | Yes | [12 empty] | 1983
1578 | 1578 | 1578 | 1578 | 1578 | 1578 | 1578 | Senvion 2.3M120 - 2,33 MW - Wind turbine | https://en.wind-turbine-models.com/turbines/1595-senvion-2.3m120 | 1 | 2,330.0 kW | - | 3.0 m/s | 12.0 m/s | 120.0 m | 11,310.0 m² | 3 | 206.0 W/m² | 4.9 m²/kW | 58.7 |  | 1 | 600.0 V | IGBT | 50/60 Hz | 90/120 m | No | 20.0 m/s |  | Glass fibre-reinforced plastic | conical | painted | Yes |  | S | 11.9 U/min | 75 m/s |  | 1:138 | 1,815.0 U/min | 70.8 t | 94.0 t |  |  | 30.0 t |  | 13.6 t
1579 | 1579 | 1579 | 1579 | 1579 | 1579 | 1579 | Senvion 2.3M124 - 2,33 MW - Wind turbine | https://en.wind-turbine-models.com/turbines/1596-senvion-2.3m124 | 1 | 2,330.0 kW | - | 3.0 m/s | 12.0 m/s | 124.0 m | 12,076.0 m² | 3 | 192.9 W/m² | 5.2 m²/kW | 60.7 |  | 1 | 600.0 V | IGBT | 50/60 Hz | 90/120 m | No | 18.0 m/s |  | Glass fibre-reinforced plastic | conical | painted | Yes |  | S | 11.9 U/min | 77 m/s |  | 1:138 | 1,815.0 U/min | 95.7 t | 94.0 t |  |  | 42.0 t |  | 17.9 t
1580 | 1580 | 1580 | 1580 | 1580 | 1580 | 1580 | Senvion 2.3M130 - 2,30 MW - Wind turbine | https://en.wind-turbine-models.com/turbines/1908-senvion-2.3m130 | 1 | 2,300.0 kW | - | 3.0 m/s | 10.0 m/s | 130.0 m | 13,273.0 m² | 3 | 173.3 W/m² | 5.8 m²/kW | 63.7m |  | 1 | 690.0 V | IGBT | 50/60 Hz | site specific m | No | 20.0 m/s |  | GRP | conical | painted | Yes |  | S
1581 | 1581 | 1581 | 1581 | 1581 | 1581 | 1581 | Senvion 2.4M110 - 2,43 MW - Wind turbine | https://en.wind-turbine-models.com/turbines/1597-senvion-2.4m110 | 1 | 2,430.0 kW | - | 3.0 m/s | 13.0 m/s | 109.0 m | 9,331.0 m² | 3 | 260.4 W/m² | 3.8 m²/kW | 53.7 |  | 1 | 600.0 V | IGBT | 50/60 Hz | 95/120 m | No | 20.0 m/s |  | Glass fibre-reinforced plastic | conical | painted | Yes |  | S | 12.8 U/min | 73 m/s |  | 1:117 | 1,678.0 U/min | 65.2 t | 93.2 t |  |  | 26.5 t |  | 12.9 t
1582 | 1582 | 1582 | 1582 | 1582 | 1582 | 1582 | Senvion 2.4M114 - 2,43 MW - Wind turbine | https://en.wind-turbine-models.com/turbines/1598-senvion-2.4m114 | 1 | 2,430.0 kW | - | 3.0 m/s | 13.0 m/s | 113.0 m | 10,029.0 m² | 3 | 242.3 W/m² | 4.1 m²/kW | 55.2 |  | 1 | 600.0 V | IGBT | 50/60 Hz | 95/120 m | No | 18.0 m/s |  | Glass fibre-reinforced plastic | conical | painted | Yes |  | S | 12.8 U/min | 76 m/s |  | 1:117 | 1,678.0 U/min | 89.6 t | 93.2 t |  |  | 38.0 t |  | 17.2 t
1583 | 1583 | 1583 | 1583 | 1583 | 1583 | 1583 | Senvion 3.0M122 - 3,00 MW - Wind turbine | https://en.wind-turbine-models.com/turbines/881-senvion-3.0m122 | 1 | 3,000.0 kW | - | 3.0 m/s | 11.5 m/s | 122.0 m | 11,690.0 m² | 3 | 256.6 W/m² | 3.9 m²/kW | 59.8 | 3.0 | 1.0 | 30,000.0 V | IGBT | 50.0 Hz | 136/139 m | No | 22.0 m/s |  | GFK | conical | painted | Yes | III | IIIa | 11.3 U/min | 72 m/s | Power Blades | 1:107 | 1,200.0 U/min | 68.0 t | 58.0 t |  |  | 23.0 t |  | 15.0 t
1584 | 1584 | 1584 | 1584 | 1584 | 1584 | 1584 | Senvion 3.2M114 - 3,20 MW - Wind turbine | https://en.wind-turbine-models.com/turbines/882-senvion-3.2m114 | 1 | 3,200.0 kW | - | 3.0 m/s | 12.0 m/s | 114.0 m | 10,207.0 m² | 3 | 313.5 W/m² | 3.2 m²/kW | 55.8 | 3.0 | 1.0 | 30,000.0 V | IGBT | 50.0 Hz | 93/119/123/143 m | No | 22.0 m/s |  | GFK | conical | painted | Yes | IV | IIa | 12.1 U/min | 72 m/s | Power Blades | 1:99 | 1,200.0 U/min | 65.0 t | 58.0 t |  |  | 23.0 t |  | 14.0 t
1585 | 1585 | 1585 | 1585 | 1585 | 1585 | 1585 | Senvion 3.2M122 - 3,20 MW - Wind turbine | https://en.wind-turbine-models.com/turbines/1184-senvion-3.2m122 | 1 | 3,200.0 kW | - | 3.0 m/s | 12.0 m/s | 122.0 m | 11,690.0 m² | 3 | 273.7 W/m² | 3.7 m²/kW | 59.8 | 4.0 | 1 | 580.0 V | inverters | 50 Hz | 139 m | No | 20.0 m/s |  | GRP | conical | painted | Yes | III | IIIa | 11.3 U/min | 72 m/s |  | 1:120 | 1,356.0 U/min | 51.0 t |  |  |  | 26.0 t |  | 15.0 t
1586 | 1586 | 1586 | 1586 | 1586 | 1586 | 1586 | Senvion 3.4M104 - 3,40 MW - Wind turbine | https://en.wind-turbine-models.com/turbines/883-senvion-3.4m104 | 1 | 3,400.0 kW | - | 3.5 m/s | 13.5 m/s | 104.0 m | 8,495.0 m² | 3 | 400.2 W/m² | 2.5 m²/kW | 50.8 | 3.0 | 1.0 | 30,000.0 V | IGBT | 50.0 Hz | 73/80/93/100 m | No | 25.0 m/s |  | GFK | conical | painted | Yes | IV | IIa | 13.8 U/min | 75 m/s | Power Blades | 1:87 | 1,200.0 U/min | 59.0 t | 58.0 t |  |  | 23.0 t |  | 12.0 t
1587 | 1587 | 1587 | 1587 | 1587 | 1587 | 1587 | Senvion 3.4M114 - 3,40 MW - Wind turbine | https://en.wind-turbine-models.com/turbines/1003-senvion-3.4m114 | 1 | 3,400.0 kW | - | 3.0 m/s | 12.0 m/s | 114.0 m | 10,207.0 m² | 3 | 333.1 W/m² | 3.0 m²/kW | 55.8 | 3.0 | 1.0 | 580.0 V | inverters | 50.0 Hz | 93/119/123/143 m | No | 22.0 m/s |  | GRP | conical | painted | Yes | IV | IIa | 12.1 U/min | 72 m/s | Power Blades | 1:120 | 1,440.0 U/min | 70.0 t | 46.0 t |  |  | 26.0 t |  | 14.0 t
1588 | 1588 | 1588 | 1588 | 1588 | 1588 | 1588 | Senvion 3.4M122 - 3,40 MW - Wind turbine | https://en.wind-turbine-models.com/turbines/1716-senvion-3.4m122 | 1 | 3,400.0 kW | - | 3.0 m/s | 12.5 m/s | 122.0 m | 11,690.0 m² | 3 | 290.8 W/m² | 3.4 m²/kW | 59.8m | 3.0 | 1 | 580.0 V | IGBT | 50 Hz | 86-89/116-119/136-139 m | No | 22.0 m/s |  | GFRP | conical | painted | Yes | III | S | 11.3 U/min | 72 m/s | Senvion |  |  | 71.0 t |  |  |  | 26.0 t |  | 15.0 t
1589 | 1589 | 1589 | 1589 | 1589 | 1589 | 1589 | Senvion 3.4M140 - 3,40 MW - Wind turbine | https://en.wind-turbine-models.com/turbines/1283-senvion-3.4m140 | 1 | 3,400.0 kW | - | 3.0 m/s | 11.0 m/s | 140.0 m | 15,394.0 m² | 3 | 220.9 W/m² | 4.5 m²/kW | 68.5 | 4.0 | 1 | 750.0 V | converter | 50 Hz | 110/130 m | No | 22.0 m/s |  | Glass fiber reinforced plastic (GRP) | conical | painted | Yes | II | IIIa | 9.6 U/min | 70 m/s | Power Blades
1590 | 1590 | 1590 | 1590 | 1590 | 1590 | 1590 | Senvion 3.6M114 - 3,60 MW - Wind turbine | https://en.wind-turbine-models.com/turbines/1715-senvion-3.6m114 | 1 | 3,600.0 kW | - | 3.0 m/s | 13.0 m/s | 114.0 m | 10,207.0 m² | 3 | 352.7 W/m² | 2.8 m²/kW | 55.8m | 3.0 | 1 | 600.0 V | IBGT | 50 Hz | 90-93/116-119 m | No | 22.0 m/s |  | GFRP | conical | painted | Yes | IV | S | 12.1 U/min | 72 m/s | Senvion |  |  | 71.0 t |  |  |  | 26.0 t |  | 15.0 t
1591 | 1591 | 1591 | 1591 | 1591 | 1591 | 1591 | Senvion 3.6M118 - 3,60 MW - Wind turbine | https://en.wind-turbine-models.com/turbines/1717-senvion-3.6m118 | 1 | 3,600.0 kW | - | 3.0 m/s | 12.5 m/s | 118.0 m | 10,936.0 m² | 3 | 329.2 W/m² | 3.0 m²/kW | 57.8m | 3.0 | 1 | 630.0 V | IGBT | 50 Hz | 91 / site specific m | No | 26.0 m/s |  | GFRP | conical | painted | Yes | IV | Ib | 12.1 U/min | 75 m/s | Senvion
1592 | 1592 | 1592 | 1592 | 1592 | 1592 | 1592 | Senvion 3.6M140 - 3,60 MW - Wind turbine | https://en.wind-turbine-models.com/turbines/1555-senvion-3.6m140 | 1 | 3,600.0 kW | - | 3.0 m/s | 11.5 m/s | 140.0 m | 15,394.0 m² | 3 | 233.9 W/m² | 4.3 m²/kW | 68.5m | 4.0 | 1 | 600.0 V | converter | 50 Hz | 110/130/160 m | No | 22.0 m/s |  | GRP |  |  | Yes |  | IIIa | 9.6 U/min | 70 m/s
1593 | 1593 | 1593 | 1593 | 1593 | 1593 | 1593 | Senvion 3.7M144 - 3,70 MW - Wind turbine | https://en.wind-turbine-models.com/turbines/1718-senvion-3.7m144 | 1 | 3,700.0 kW | - | 3.0 m/s | 12.0 m/s | 144.0 m | 16,286.0 m² | 3 | 227.2 W/m² | 4.4 m²/kW | 70.5m | 3.0 | 1 | 630.0 V | IGBT | 50 Hz | 108/165 site specific m | No | 26.0 m/s |  | GFRP | conical | painted | Yes | III | IIb | 9.9 U/min | 75 m/s | Senvion
1594 | 1594 | 1594 | 1594 | 1594 | 1594 | 1594 | Senvion 4.2M118 - 4,20 MW - Wind turbine | https://en.wind-turbine-models.com/turbines/1907-senvion-4.2m118 | 1 | 4,200.0 kW | - | 3.0 m/s | 12.5 m/s | 118.0 m | 10,936.0 m² | 3 | 384.1 W/m² | 2.6 m²/kW | 57.8m |  | 1 |  | IGBT | 50/60 Hz | site specific m | No | 22.0 m/s |  | GRP | conical | painted | Yes | IV | S
1595 | 1595 | 1595 | 1595 | 1595 | 1595 | 1595 | Senvion 4.2M140 - 4,20 MW - Wind turbine | https://en.wind-turbine-models.com/turbines/1842-senvion-4.2m140 | 1 | 4,200.0 kW | - | 3.0 m/s |  | 140.0 m | 15,394.0 m² | 3 | 272.8 W/m² | 3.7 m²/kW | 68.5m |  | 1 | 690.0 V | Full converter with DC intermediate circuit | 50/60 Hz | project specific m | No | 22.0 m/s |  | Glass-fiber reinforced plastic (GRP) | conical | painted | Yes |  | S | 10.5 U/min | 77 m/s |  |  | 1,650.0 U/min
1596 | 1596 | 1596 | 1596 | 1596 | 1596 | 1596 | Senvion 4.2M148 - 4,20 MW - Wind turbine | https://en.wind-turbine-models.com/turbines/1843-senvion-4.2m148 | 1 | 4,200.0 kW | - | 3.0 m/s |  | 148.0 m | 17,203.0 m² | 3 | 244.1 W/m² | 4.1 m²/kW | 72.5m |  | 1 | 690.0 V | Full converter with DC intermediate circuit | 50/60 Hz | project specific m | No | 22.0 m/s |  | Glass-fiber reinforced plastic (GRP) | conical | painted | Yes |  | S | 10.5 U/min | 81 m/s |  |  | 1,650.0 U/min
1597 | 1597 | 1597 | 1597 | 1597 | 1597 | 1597 | Senvion 6.2M126 Offshore - 6,15 MW - Wind turbine | https://en.wind-turbine-models.com/turbines/885-senvion-6.2m126-offshore | 1 | 6,150.0 kW | - | 3.5 m/s | 14.0 m/s | 126.0 m | 12,469.0 m² | 3 | 493.2 W/m² | 2.0 m²/kW | 61.5 | 3.0 | 1.0 | 33,000.0 V | IGBT | 50.0 Hz | 85/95 m | Yes | 30.0 m/s |  | GFK | conical | painted | No | IV | Ib | 12.1 U/min | 80 m/s | Power Blades | 1:97 | 1,170.0 U/min | 134.5 t | 325.0 t | 240.0 t |  | 70.0 t |  | 21.5 t
1598 | 1598 | 1598 | 1598 | 1598 | 1598 | 1598 | Senvion 6.2M126 Onshore - 6,15 MW - Wind turbine | https://en.wind-turbine-models.com/turbines/884-senvion-6.2m126-onshore | 1 | 6,150.0 kW | - | 3.5 m/s | 14.5 m/s | 126.0 m | 12,469.0 m² | 3 | 493.2 W/m² | 2.0 m²/kW | 61.5 | 3.0 | 1.0 | 33,000.0 V | IGBT | 50.0 Hz | 100/112/114/117 m | No | 25.0 m/s |  | GFK | conical | painted | Yes | III | Ib | 12.1 U/min | 80 m/s | Power Blades | 1:97 | 1,170.0 U/min | 135.0 t | 325.0 t |  |  | 70.0 t |  | 21.5 t
1599 | 1599 | 1599 | 1599 | 1599 | 1599 | 1599 | Senvion 6.2M152 Offshore - 6,15 MW - Wind turbine | https://en.wind-turbine-models.com/turbines/887-senvion-6.2m152-offshore | 1 | 6,150.0 kW | - | 3.5 m/s | 11.5 m/s | 152.0 m | 18,146.0 m² | 3 | 338.9 W/m² | 3.0 m²/kW | 74.4 | 3.0 | 1.0 | 33,000.0 V | IGBT | 50.0 Hz | 95/110 m | Yes | 30.0 m/s |  | GFK | conical | painted | No |  | S | 10.1 U/min | 80 m/s | Winergy | 1:116 | 1,170.0 U/min | 156.5 t | 350.0 t |  |  | 80.0 t |  | 25.5 t
1600 | 1600 | 1600 | 1600 | 1600 | 1600 | 1600 | Senvion 6.2M152 Onshore - 6,15 MW - Wind turbine | https://en.wind-turbine-models.com/turbines/886-senvion-6.2m152-onshore | 1 | 6,150.0 kW | - | 3.5 m/s | 12.0 m/s | 152.0 m | 18,146.0 m² | 3 | 338.9 W/m² | 3.0 m²/kW | 74.4 | 3.0 | 1.0 | 33,000.0 V | IGBT | 50.0 Hz | 121/124 m | No | 25.0 m/s |  | GFK | conical | painted | Yes |  | S | 10.1 U/min | 80 m/s | Winergy | 1:116 | 1,170.0 U/min | 156.5 t | 350.0 t |  |  | 80.0 t |  | 25.5 t
1601 | 1601 | 1601 | 1601 | 1601 | 1601 | 1601 | Senvion 6.3M152 Offshore - 6,33 MW - Wind turbine | https://en.wind-turbine-models.com/turbines/1713-senvion-6.3m152-offshore | 1 | 6,330.0 kW | - | 3.5 m/s | 11.5 m/s | 152.0 m | 18,146.0 m² | 3 | 348.8 W/m² | 2.9 m²/kW | 74.4m |  | 1 | 66,000.0 V | IGBT | 50 Hz | 97/100 site specific m | Yes | 30.0 m/s |  | GFRP | conical | painted | No |  | S | 10.1 U/min | 80 m/s | Senvion | 1:116 | 1,170.0 U/min | 156.0 t | 350.0 t |  |  | 80.0 t |  | 25.0 t
1602 | 1602 | 1602 | 1602 | 1602 | 1602 | 1602 | Senvion 6.3M152 Onshore - 6,33 MW - Wind turbine | https://en.wind-turbine-models.com/turbines/1714-senvion-6.3m152-onshore | 1 | 6,330.0 kW | - | 3.5 m/s | 12.0 m/s | 152.0 m | 18,146.0 m² | 3 | 348.8 W/m² | 2.9 m²/kW | 74.4m |  | 1 | 66,000.0 V | IGBT | 50 Hz | 121/125 m | No | 25.0 m/s |  | GFRP | conical | painted | Yes | IV | S | 10.1 U/min | 80 m/s | Senvion | 1:116 | 1,170.0 U/min | 156.0 t | 350.0 t |  |  | 80.0 t |  | 25.0 t
1603 | 1603 | 1603 | 1603 | 1603 | 1603 | 1603 | Senvion MM82 - 2,05 MW - Wind turbine | https://en.wind-turbine-models.com/turbines/888-senvion-mm82 | 1 | 2,050.0 kW | - | 3.5 m/s | 14.5 m/s | 82.0 m | 5,281.0 m² | 3 | 388.2 W/m² | 2.6 m²/kW | 40.0 | 1.0 |  | 690.0 V | IGBT | 50.0 Hz | 59/69/80 m | No | 25.0 m/s |  | GFK | conical | painted | Yes | IV | Ia | 17.1 U/min | 73 m/s | Power Blades | 1:106 | 1,800.0 U/min | 36.2 t | 69.0 t |  |  | 17.0 t |  | 6.4 t
1604 | 1604 | 1604 | 1604 | 1604 | 1604 | 1604 | Senvion MM92 - 2,05 MW - Wind turbine | https://en.wind-turbine-models.com/turbines/889-senvion-mm92 | 1 | 2,050.0 kW | - | 3.0 m/s | 12.5 m/s | 92.5 m | 6,720.0 m² | 3 | 305.1 W/m² | 3.3 m²/kW | 45.2 | 3.0 | 1.0 | 690.0 V | IGBT | 50.0 Hz | 68.5/80/100 m | No | 24.0 m/s |  | GFK | conical | painted | Yes |  | IIa | 15.0 U/min | 73 m/s | Power Blades | 1:120 | 1,800.0 U/min | 41.5 t | 71.0 t |  |  | 17.5 t |  | 8.0 t
1605 | 1605 | 1605 | 1605 | 1605 | 1605 | 1605 | Senvion MM100 - 2,00 MW - Wind turbine | https://en.wind-turbine-models.com/turbines/890-senvion-mm100 | 1 | 2,000.0 kW | - | 3.0 m/s | 11.0 m/s | 100.0 m | 7,854.0 m² | 3 | 254.6 W/m² | 3.9 m²/kW | 48.9 | 3.0 | 1.0 | 690.0 V | IGBT | 50.0 Hz | 76.5/80/100 m | No | 22.0 m/s |  | GFK | conical | painted | Yes | III | IIb | 13.9 U/min | 73 m/s | Power Blades | 1:130 | 1,800.0 U/min | 43.0 t | 72.5 t |  |  | 17.5 t |  | 8.5 t
1606 | 1606 | 1606 | 1606 | 1606 | 1606 | 1606 | Serlath Unbekannt - Wind turbine | https://en.wind-turbine-models.com/turbines/774-serlath-unbekannt | 1 | - | [6 empty] | 0.0 W/m² | 0.0 m²/kW | [7 empty] | No | [5 empty] | Yes
1607 | 1607 | 1607 | 1607 | 1607 | 1607 | 1607 | GFF GF7-7500 - 7,50 kW - Wind turbine | https://en.wind-turbine-models.com/turbines/2260-gff-gf7-7500 | 1 | 7.5 kW | 7.5 - 9.0 kW | 3.5 m/s | 11.0 m/s | 7.0 m | 38.5 m² | 3 | 194.8 W/m² | 5.1 m²/kW | direct drive |  | 1 | 220.0 V | Inverter | 50 Hz | 12 m | No | 20.0 m/s | 50.0 m/s | GFRP with epoxy resin | conical | coated | Yes | - |  | 150.0 U/min | 55 m/s | [6 empty] | 2.8 t
1608 | 1608 | 1608 | 1608 | 1608 | 1608 | 1608 | GFF GF16-55G - 55,00 kW - Wind turbine | https://en.wind-turbine-models.com/turbines/2261-gff-gf16-55g | 1 | 55.0 kW | 55.0 - 60.0 kW | 3.0 m/s | 11.0 m/s | 16.0 m | 201.0 m² | 3 | 273.6 W/m² | 3.7 m²/kW | FFA + NACA63 |  | 1 | 380.0 V | Inverter | 50 Hz | 20 m | No | 25.0 m/s | 50.0 m/s | GFRP with epoxy resin | conical | coated | Yes | - |  | 76.0 U/min | 64 m/s |  |  | 150.0 U/min
1609 | 1609 | 1609 | 1609 | 1609 | 1609 | 1609 | GFF GF77-1.5 - 1,50 MW - Wind turbine | https://en.wind-turbine-models.com/turbines/2262-gff-gf77-1.5 | 1 | 1,500.0 kW | 1,500.0 - 1,600.0 kW | 3.0 m/s | 12.0 m/s | 77.0 m | 4,657.0 m² | 3 | 322.1 W/m² | 3.1 m²/kW | 38m | 3.0 | 1 | 690.0 V | IGBT full power converter | 50 Hz | 65 / 70 / 80 / 90 m | No | 25.0 m/s | 70.0 m/s | GFRP with epoxy resin | conical | coated | Yes | - |  | 11.0 U/min | 44 m/s |  |  | 1,332.0 U/min |  | 50.0 t
1610 | 1610 | 1610 | 1610 | 1610 | 1610 | 1610 | GFF GF82-1.5 - 1,50 MW - Wind turbine | https://en.wind-turbine-models.com/turbines/2263-gff-gf82-1.5 | 1 | 1,500.0 kW | - | 3.0 m/s | 10.5 m/s | 82.0 m | 5,281.0 m² | 3 | 284.0 W/m² | 3.5 m²/kW | 38m | 3.0 | 1 | 690.0 V | IGBT full power converter | 50 Hz | 70 m | No | 25.0 m/s | 60.0 m/s | GFRP with epoxy resin | conical | coated | Yes |  | IIIa | 11.0 U/min | 47 m/s |  |  | 1,332.0 U/min |  | 50.0 t
1611 | 1611 | 1611 | 1611 | 1611 | 1611 | 1611 | GFF GF121-2.0 - 2,00 MW - Wind turbine | https://en.wind-turbine-models.com/turbines/2264-gff-gf121-2.0 | 1 | 2,000.0 kW | - | 2.5 m/s | 8.7 m/s | 121.0 m | 11,500.0 m² | 3 | 173.9 W/m² | 5.8 m²/kW | direct drive | 3.0 | 1 | 690.0 V | IGBT full power converter | 50 Hz | 90 m | No | 22.0 m/s |  | GFRP with epoxy resin | conical | coated | Yes |  | IIIa | 18.2 U/min | 115 m/s
1612 | 1612 | 1612 | 1612 | 1612 | 1612 | 1612 | GFF GF121-3.0 - 3,00 MW - Wind turbine | https://en.wind-turbine-models.com/turbines/2265-gff-gf121-3.0 | 1 | 3,000.0 kW | - | 3.0 m/s | 10.4 m/s | 121.4 m | 11,500.0 m² | 3 | 260.9 W/m² | 3.8 m²/kW | planetary | 2.0 | 1 | 690.0 V | IGBT full power converter | 50 Hz | 90 m | No | 22.0 m/s | 52.5 m/s | GFRP with epoxy resin | conical | coated | Yes |  | IIIa | 14.5 U/min | 92 m/s |  | 1:40 | 580.0 U/min
1613 | 1613 | 1613 | 1613 | 1613 | 1613 | 1613 | Swiss Electric YZ70/1.5 - 1,50 MW - Wind turbine | https://en.wind-turbine-models.com/turbines/1768-swiss-electric-yz70-1.5 | 1 | 1,500.0 kW | - | 2.5 m/s | 11.5 m/s | 70.0 m | 3,848.0 m² | 3 | 389.8 W/m² | 2.6 m²/kW | 34m |  | 1 | 660.0 V | IGBT | 50/60 Hz | 60/70 m | No | 25.0 m/s | 70.0 m/s |  | conical | painted | Yes |  | Ia | 23.5 U/min | 86 m/s
1614 | 1614 | 1614 | 1614 | 1614 | 1614 | 1614 | Swiss Electric YZ82/1.5 - 1,50 MW - Wind turbine | https://en.wind-turbine-models.com/turbines/1769-swiss-electric-yz82-1.5 | 1 | 1,500.0 kW | - | 2.0 m/s | 10.2 m/s | 82.0 m | 5,281.0 m² | 3 | 284.0 W/m² | 3.5 m²/kW | 40m |  | 1 | 660.0 V | IGBT | 50/60 Hz | 70/80 m | No | 25.0 m/s | 59.5 m/s |  | conical | painted | Yes |  | IIa | 17.5 U/min | 75 m/s
1615 | 1615 | 1615 | 1615 | 1615 | 1615 | 1615 | Swiss Electric YZ82/2.0 - 2,00 MW - Wind turbine | https://en.wind-turbine-models.com/turbines/1771-swiss-electric-yz82-2.0 | 1 | 2,000.0 kW | - | 2.3 m/s | 12.0 m/s | 82.0 m | 5,281.0 m² | 3 | 378.7 W/m² | 2.6 m²/kW | 40m |  | 1 | 660.0 V | IGBT | 50/60 Hz | 70/80 m | No | 25.0 m/s | 70.0 m/s |  | conical | painted | Yes |  | Ia | 19.0 U/min | 82 m/s
1616 | 1616 | 1616 | 1616 | 1616 | 1616 | 1616 | Swiss Electric YZ90/2.5 - 2,50 MW - Wind turbine | https://en.wind-turbine-models.com/turbines/105-swiss-electric-yz90-2.5 | 1 | 2,500.0 kW | - | 2.0 m/s | 11.5 m/s | 90.0 m | 6,361.7 m² | 3 | 393.0 W/m² | 2.5 m²/kW | direct drive |  | 1 | 660.0 V | IGBT | 50/60 Hz | 80/90 m | No | 25.0 m/s | 59.5 m/s |  | conical | painted | Yes |  | IIa | 17.0 U/min | 80 m/s
1617 | 1617 | 1617 | 1617 | 1617 | 1617 | 1617 | Swiss Electric YZ93/1.5 - 1,50 MW - Wind turbine | https://en.wind-turbine-models.com/turbines/1770-swiss-electric-yz93-1.5 | 1 | 1,500.0 kW | - | 1.8 m/s | 9.8 m/s | 93.0 m | 6,793.0 m² | 3 | 220.8 W/m² | 4.5 m²/kW | 45.3m |  | 1 | 660.0 V | IGBT | 50/60 Hz | 80/90 m | No | 25.0 m/s | 52.5 m/s |  | conical | painted | Yes |  | IIIa | 17.5 U/min | 85 m/s
1618 | 1618 | 1618 | 1618 | 1618 | 1618 | 1618 | Swiss Electric YZ93/2.0 - 2,00 MW - Wind turbine | https://en.wind-turbine-models.com/turbines/1772-swiss-electric-yz93-2.0 | 1 | 2,000.0 kW | - | 1.8 m/s | 10.5 m/s | 93.0 m | 6,793.0 m² | 3 | 294.4 W/m² | 3.4 m²/kW | 45.3m |  | 1 | 660.0 V | IGBT | 50/60 Hz | 80/90 m | No | 25.0 m/s | 59.5 m/s |  | conical | painted | Yes |  | IIa | 17.0 U/min | 83 m/s
1619 | 1619 | 1619 | 1619 | 1619 | 1619 | 1619 | Swiss Electric YZ93/3.0 - 3,00 MW - Wind turbine | https://en.wind-turbine-models.com/turbines/1774-swiss-electric-yz93-3.0 | 1 | 3,000.0 kW | - | 2.3 m/s | 11.5 m/s | 93.0 m | 6,793.0 m² | 3 | 441.6 W/m² | 2.3 m²/kW | 45.3m |  | 1 | 660.0 V | IGBT | 50/60 Hz | 90/100 m | No | 25.0 m/s | 70.0 m/s |  | conical | painted | Yes |  | Ia | 17.0 U/min | 83 m/s
1620 | 1620 | 1620 | 1620 | 1620 | 1620 | 1620 | Swiss Electric YZ103/1.5 - 1,50 MW - Wind turbine | https://en.wind-turbine-models.com/turbines/1792-swiss-electric-yz103-1.5 | 1 | 1,500.0 kW | - | 1.8 m/s | 8.7 m/s | 103.0 m | 8,332.0 m² | 3 | 180.0 W/m² | 5.6 m²/kW | 50.3m |  | 1 | 690.0 V | IGBT | 50/60 Hz | 90/100 m | No | 20.0 m/s | 52.5 m/s |  | conical | painted | Yes |  | IIIa | 17.0 U/min | 92 m/s
1621 | 1621 | 1621 | 1621 | 1621 | 1621 | 1621 | Swiss Electric YZ103/2.0 - 2,00 MW - Wind turbine | https://en.wind-turbine-models.com/turbines/1773-swiss-electric-yz103-2.0 | 1 | 2,000.0 kW | - | 1.8 m/s | 9.8 m/s | 103.0 m | 8,332.0 m² | 3 | 240.0 W/m² | 4.2 m²/kW | 50.3m |  | 1 | 660.0 V | IGBT | 50/60 Hz | 90/100 m | No | 25.0 m/s | 52.5 m/s |  | conical | painted | Yes |  | IIIa | 16.0 U/min | 86 m/s
1622 | 1622 | 1622 | 1622 | 1622 | 1622 | 1622 | Swiss Electric YZ103/2.5 - 2,50 MW - Wind turbine | https://en.wind-turbine-models.com/turbines/1786-swiss-electric-yz103-2.5 | 1 | 2,500.0 kW | - | 2.0 m/s | 10.2 m/s | 103.0 m | 8,332.0 m² | 3 | 300.0 W/m² | 3.3 m²/kW | 50.3m |  | 1 | 690.0 V | IGBT | 50/60 Hz | 80/90 m | No | 25.0 m/s | 59.5 m/s |  | conical | painted | Yes |  | IIa | 17.0 U/min | 92 m/s
1623 | 1623 | 1623 | 1623 | 1623 | 1623 | 1623 | Swiss Electric YZ103/3.0 - 3,00 MW - Wind turbine | https://en.wind-turbine-models.com/turbines/1775-swiss-electric-yz103-3.0 | 1 | 3,000.0 kW | - | 2.0 m/s | 10.0 m/s | 103.0 m | 8,332.0 m² | 3 | 360.1 W/m² | 2.8 m²/kW | 50.3m |  | 1 | 660.0 V | IGBT | 50/60 Hz | 100/110 m | No | 25.0 m/s | 59.5 m/s |  | conical | painted | Yes |  | IIa | 16.0 U/min | 86 m/s
1624 | 1624 | 1624 | 1624 | 1624 | 1624 | 1624 | Swiss Electric YZ115/3.0 - 3,00 MW - Wind turbine | https://en.wind-turbine-models.com/turbines/287-swiss-electric-yz115-3.0 | 1 | 3,000.0 kW | - | 1.8 m/s | 10.5 m/s | 115.0 m | 10,387.0 m² | 3 | 288.8 W/m² | 3.5 m²/kW | 56m |  | 1 | 3,000.0 V | IGBT | 50/60 Hz | 100/110 m | No | 25.0 m/s | 59.5 m/s |  | conical | painted | Yes |  | IIa | 15.0 U/min | 90 m/s
1625 | 1625 | 1625 | 1625 | 1625 | 1625 | 1625 | Swiss Electric YZ116/2.0 - 2,00 MW - Wind turbine | https://en.wind-turbine-models.com/turbines/1790-swiss-electric-yz116-2.0 | 1 | 2,000.0 kW | - | 1.8 m/s | 8.8 m/s | 116.0 m | 10,568.0 m² | 3 | 189.3 W/m² | 5.3 m²/kW | direct drive |  | 1 | 690.0 V | IGBT | 50/60 Hz | 90/120/140 m | No | 20.0 m/s | 52.5 m/s |  | conical | painted | Yes |  | IIIa | 15.0 U/min | 91 m/s
1626 | 1626 | 1626 | 1626 | 1626 | 1626 | 1626 | Swiss Electric YZ116/2.5 - 2,50 MW - Wind turbine | https://en.wind-turbine-models.com/turbines/1787-swiss-electric-yz116-2.5 | 1 | 2,500.0 kW | - | 1.8 m/s | 9.4 m/s | 116.0 m | 10,568.0 m² | 3 | 236.6 W/m² | 4.2 m²/kW | direct drive |  | 1 | 690.0 V | IGBT | 50/60 Hz | 90/100 m | No | 25.0 m/s | 52.5 m/s |  | conical | painted | Yes |  | IIIa | 15.0 U/min | 91 m/s
1627 | 1627 | 1627 | 1627 | 1627 | 1627 | 1627 | Swiss Electric YZ116/3.0 - 3,00 MW - Wind turbine | https://en.wind-turbine-models.com/turbines/1784-swiss-electric-yz116-3.0 | 1 | 3,000.0 kW | - | 1.8 m/s | 10.5 m/s | 116.0 m | 10,568.0 m² | 3 | 283.9 W/m² | 3.5 m²/kW | direct drive |  | 1 | 3,000.0 V | IGBT | 50/60 Hz | 90/120/140 m | No | 25.0 m/s | 59.5 m/s |  | conical | painted | Yes |  | IIa | 15.0 U/min | 91 m/s
1628 | 1628 | 1628 | 1628 | 1628 | 1628 | 1628 | Swiss Electric YZ121/2.0 - 2,00 MW - Wind turbine | https://en.wind-turbine-models.com/turbines/1791-swiss-electric-yz121-2.0 | 1 | 2,000.0 kW | - | 1.8 m/s | 8.6 m/s | 121.0 m | 11,493.0 m² | 3 | 174.0 W/m² | 5.7 m²/kW | direct drive |  | 1 | 690.0 V | IGBT | 50/60 Hz | 90/120/140 m | No | 20.0 m/s | 52.5 m/s |  | conical | painted | Yes |  | IIIa | 14.5 U/min | 92 m/s
1629 | 1629 | 1629 | 1629 | 1629 | 1629 | 1629 | Swiss Electric YZ121/2.5 - 2,50 MW - Wind turbine | https://en.wind-turbine-models.com/turbines/1788-swiss-electric-yz121-2.5 | 1 | 2,500.0 kW | - | 1.8 m/s | 9.1 m/s | 121.0 m | 11,493.0 m² | 3 | 217.5 W/m² | 4.6 m²/kW | direct drive |  | 1 | 690.0 V | IGBT | 50/60 Hz | 90/120/140 m | No | 20.0 m/s | 52.5 m/s |  | conical | painted | Yes |  | IIIa | 14.5 U/min | 92 m/s
1630 | 1630 | 1630 | 1630 | 1630 | 1630 | 1630 | Swiss Electric YZ121/3.0 - 3,00 MW - Wind turbine | https://en.wind-turbine-models.com/turbines/1785-swiss-electric-yz121-3.0 | 1 | 3,000.0 kW | - | 1.8 m/s | 9.7 m/s | 121.0 m | 11,493.0 m² | 3 | 261.0 W/m² | 3.8 m²/kW | direct drive |  | 1 | 3,000.0 V | IGBT | 50/60 Hz | 90/120/140 m | No | 20.0 m/s | 59.5 m/s |  | conical | painted | Yes |  | IIa | 14.5 U/min | 92 m/s
1631 | 1631 | 1631 | 1631 | 1631 | 1631 | 1631 | Swiss Electric YZ127/6.0 - 6,00 MW - Wind turbine | https://en.wind-turbine-models.com/turbines/1776-swiss-electric-yz127-6.0 | 1 | 6,000.0 kW | - | 2.3 m/s | 12.5 m/s | 127.0 m | 12,668.0 m² | 3 | 473.6 W/m² | 2.1 m²/kW | 62m |  | 1 | 3,000.0 V | IGBT | 50/60 Hz | 120/130 m | Yes | 25.0 m/s | 70.0 m/s |  | conical | painted |  |  | Ia | 12.8 U/min | 85 m/s
1632 | 1632 | 1632 | 1632 | 1632 | 1632 | 1632 | Swiss Electric YZ130/2.5 - 2,50 MW - Wind turbine | https://en.wind-turbine-models.com/turbines/1789-swiss-electric-yz130-2.5 | 1 | 2,500.0 kW | - | 1.8 m/s | 8.8 m/s | 130.0 m | 13,273.0 m² | 3 | 188.4 W/m² | 5.3 m²/kW | direct drive |  | 1 | 690.0 V | IGBT | 50/60 Hz | 90/120/140 m | No | 20.0 m/s | 52.5 m/s |  | conical | painted | Yes |  | IIIa | 14.0 U/min | 95 m/s
1633 | 1633 | 1633 | 1633 | 1633 | 1633 | 1633 | Swiss Electric YZ133/6.0 - 6,00 MW - Wind turbine | https://en.wind-turbine-models.com/turbines/1777-swiss-electric-yz133-6.0 | 1 | 6,000.0 kW | - | 2.0 m/s | 11.8 m/s | 133.0 m | 13,892.0 m² | 3 | 431.9 W/m² | 2.3 m²/kW | 65m |  | 1 | 3,000.0 V | IGBT | 50/60 Hz | 125/135 m | Yes | 25.0 m/s | 59.5 m/s |  | conical | painted |  |  | IIa | 12.5 U/min | 87 m/s
1634 | 1634 | 1634 | 1634 | 1634 | 1634 | 1634 | Swiss Electric YZ139/6.0 - 6,00 MW - Wind turbine | https://en.wind-turbine-models.com/turbines/1778-swiss-electric-yz139-6.0 | 1 | 6,000.0 kW | - | 2.0 m/s | 11.5 m/s | 139.0 m | 15,175.0 m² | 3 | 395.4 W/m² | 2.5 m²/kW | 68m |  | 1 | 3,000.0 V | IGBT | 50/60 Hz | 125/135 m | Yes | 25.0 m/s | 59.5 m/s |  | conical | painted |  |  | IIa | 11.5 U/min | 84 m/s
1635 | 1635 | 1635 | 1635 | 1635 | 1635 | 1635 | Swiss Electric YZ140/6.0 - 6,00 MW - Wind turbine | https://en.wind-turbine-models.com/turbines/1782-swiss-electric-yz140-6.0 | 1 | 6,000.0 kW | - | 2.0 m/s | 11.3 m/s | 140.0 m | 15,386.0 m² | 3 | 390.0 W/m² | 2.6 m²/kW | direct drive |  | 1 | 3,000.0 V | IGBT | 50/60 Hz | 120/140 m | Yes | 25.0 m/s | 59.5 m/s |  | conical | painted |  |  | IIa | 13.0 U/min | 95 m/s
1636 | 1636 | 1636 | 1636 | 1636 | 1636 | 1636 | Swiss Electric YZ150/10.0 - 10,00 MW - Wind turbine | https://en.wind-turbine-models.com/turbines/1779-swiss-electric-yz150-10.0 | 1 | 10,000.0 kW | - | 3.0 m/s | 13.0 m/s | 150.0 m | 17,671.0 m² | 3 | 565.9 W/m² | 1.8 m²/kW | direct drive |  | 1 | 3,000.0 V | IGBT | 50/60 Hz | 120/140 m | Yes | 25.0 m/s | 70.0 m/s |  | conical | painted |  |  | Ia | 12.0 U/min | 94 m/s
1637 | 1637 | 1637 | 1637 | 1637 | 1637 | 1637 | Swiss Electric YZ160/6.0 - 6,00 MW - Wind turbine | https://en.wind-turbine-models.com/turbines/1783-swiss-electric-yz160-6.0 | 1 | 6,000.0 kW | - | 2.0 m/s | 10.4 m/s | 160.0 m | 20,106.0 m² | 3 | 298.4 W/m² | 3.4 m²/kW | direct drive |  | 1 | 3,000.0 V | IGBT | 50/60 Hz | 120/140 m | Yes | 25.0 m/s | 52.5 m/s |  | conical | painted |  |  | IIIa | 10.5 U/min | 88 m/s
1638 | 1638 | 1638 | 1638 | 1638 | 1638 | 1638 | Swiss Electric YZ170/10.0 - 10,00 MW - Wind turbine | https://en.wind-turbine-models.com/turbines/1780-swiss-electric-yz170-10.0 | 1 | 10,000.0 kW | - | 2.5 m/s | 12.0 m/s | 170.0 m | 22,698.0 m² | 3 | 440.6 W/m² | 2.3 m²/kW | direct drive |  | 1 | 3,000.0 V | IGBT | 50/60 Hz | 120/140 m | Yes | 25.0 m/s | 59.5 m/s |  | conical | painted |  |  | IIa | 10.5 U/min | 93 m/s
1639 | 1639 | 1639 | 1639 | 1639 | 1639 | 1639 | Swiss Electric YZ190/10.0 - 10,00 MW - Wind turbine | https://en.wind-turbine-models.com/turbines/1781-swiss-electric-yz190-10.0 | 1 | 10,000.0 kW | - | 2.5 m/s | 11.0 m/s | 190.0 m | 28,253.0 m² | 3 | 353.9 W/m² | 2.8 m²/kW | direct drive |  | 1 | 3,000.0 V | IGBT | 50/60 Hz | 120/140 m | Yes | 25.0 m/s | 59.5 m/s |  | conical | painted |  |  | IIa | 11.0 U/min | 109 m/s
1640 | 1640 | 1640 | 1640 | 1640 | 1640 | 1640 | Shanghai Electric W1250-62 - 1,25 MW - Wind turbine | https://en.wind-turbine-models.com/turbines/1221-shanghai-electric-w1250-62 | 1 | 1,250.0 kW | - | 2.5 m/s | 12.5 m/s | 62.3 m | 3,048.0 m² | 3 | 410.1 W/m² | 2.4 m²/kW | spur/planetary | 3.0 | 1 | 690.0 V | inverters | 60 Hz | 55/65/68/91.5 m | No | 25.0 m/s |  | GFRP | conical | painted | Yes |  | IIa | 25.6 U/min | 84 m/s |  |  | 1,500.0 U/min
1641 | 1641 | 1641 | 1641 | 1641 | 1641 | 1641 | Shanghai Electric W1250-64 - 1,25 MW - Wind turbine | https://en.wind-turbine-models.com/turbines/1220-shanghai-electric-w1250-64 | 1 | 1,250.0 kW | - | 3.0 m/s | 12.5 m/s | 64.0 m | 3,247.0 m² | 3 | 385.0 W/m² | 2.6 m²/kW | spur/planetary | 3.0 | 1 | 690.0 V | inverters | 60 Hz | 55/65/68/91.5 m | No | 25.0 m/s |  | GFRP | conical | painted | Yes |  | IIIa | 24.5 U/min | 82 m/s |  | 1:53 | 1,500.0 U/min
1642 | 1642 | 1642 | 1642 | 1642 | 1642 | 1642 | Shanghai Electric W1250-70 - 1,25 MW - Wind turbine | https://en.wind-turbine-models.com/turbines/1219-shanghai-electric-w1250-70 | 1 | 1,250.0 kW | - | 3.5 m/s | 11.5 m/s | 70.3 m | 3,882.0 m² | 3 | 322.0 W/m² | 3.1 m²/kW | spur/planetary | 3.0 | 1 | 690.0 V | inverters | 50/60 Hz | 55/65/68/91.5 m | No | 23.0 m/s |  | GFRP | conical | painted | Yes |  | IIIb | 24.5 U/min | 90 m/s |  |  | 1,812.0 U/min | [5 empty] | 2004
1643 | 1643 | 1643 | 1643 | 1643 | 1643 | 1643 | Shanghai Electric W2000-87 - 2,00 MW - Wind turbine | https://en.wind-turbine-models.com/turbines/101-shanghai-electric-w2000-87 | 1 | 2,000.0 kW | - | 3.0 m/s | 12.4 m/s | 87.0 m | 5,945.0 m² | 3 | 336.4 W/m² | 3.0 m²/kW | spur/planetary | 3.0 | 1 |  |  |  | 80/105 m | Yes | 25.0 m/s |  | GFRP | conical | painted |  |  | IIa | 16.8 U/min | 77 m/s |  | 1:118 | 1,812.0 U/min |  | 80.0 t
1644 | 1644 | 1644 | 1644 | 1644 | 1644 | 1644 | Shanghai Electric W2000-93 - 2,00 MW - Wind turbine | https://en.wind-turbine-models.com/turbines/1218-shanghai-electric-w2000-93 | 1 | 2,000.0 kW | - | 3.0 m/s | 12.0 m/s | 93.0 m | 6,793.0 m² | 3 | 294.4 W/m² | 3.4 m²/kW | 45.3 m | 3.0 | 1 | 690.0 V | inverters | 50/60 Hz | 80/105 m | Yes | 25.0 m/s |  | GFRP | conical | painted |  |  | IIIa | 16.8 U/min | 82 m/s |  | 1:118 | 1,812.0 U/min |  | 80.0 t |  |  |  |  | 14.0 t
1645 | 1645 | 1645 | 1645 | 1645 | 1645 | 1645 | Shanghai Electric W2000-99 - 2,00 MW - Wind turbine | https://en.wind-turbine-models.com/turbines/1217-shanghai-electric-w2000-99 | 1 | 2,000.0 kW | - | 3.0 m/s | 11.8 m/s | 99.0 m | 7,698.0 m² | 3 | 259.8 W/m² | 3.8 m²/kW | spur/planetary |  | 1 |  | inverters | 50/60 Hz | 80/105 m | Yes | 25.0 m/s |  | GFRP | conical | painted |  |  | IIIa | 16.8 U/min | 87 m/s
1646 | 1646 | 1646 | 1646 | 1646 | 1646 | 1646 | Shanghai Electric W2000-105 - 2,00 MW - Wind turbine | https://en.wind-turbine-models.com/turbines/1216-shanghai-electric-w2000-105 | 1 | 2,000.0 kW | - | 3.0 m/s | 11.5 m/s | 105.0 m | 8,659.0 m² | 3 | 231.0 W/m² | 4.3 m²/kW | spur/planetary |  | 1 |  | inverters |  | 80/105 m | Yes | 20.0 m/s |  | GFRP | conical | painted |  |  | S | 16.5 U/min | 91 m/s
1647 | 1647 | 1647 | 1647 | 1647 | 1647 | 1647 | Shanghai Electric W3000-150 - 3,00 MW - Wind turbine | https://en.wind-turbine-models.com/turbines/2407-shanghai-electric-w3000-150 | 1 | 3,000.0 kW | - | 3.0 m/s | 8.0 m/s | 150.0 m | 17,671.0 m² | 3 | 169.8 W/m² | 5.9 m²/kW | planetary / helical | 3.0 | 1 | 1,140.0 V |  | 50 Hz | 93 - 160 / site specific m | No | 18.0 m/s |  | GFRP | conical | coated | Yes |  | S
1648 | 1648 | 1648 | 1648 | 1648 | 1648 | 1648 | Shanghai Electric W3600-116 - 3,60 MW - Wind turbine | https://en.wind-turbine-models.com/turbines/1215-shanghai-electric-w3600-116 | 1 | 3,600.0 kW | - | 3.5 m/s | 12.0 m/s | 116.0 m | 10,568.0 m² | 3 | 340.7 W/m² | 2.9 m²/kW | 56m |  | 1 |  | inverters |  | 80/90/100 m | Yes | 25.0 m/s | 59.5 m/s | GFRP | conical | coated |  |  | IIa, S | 15.4 U/min | 94 m/s | [8 empty] | 2010
1649 | 1649 | 1649 | 1649 | 1649 | 1649 | 1649 | Shanghai Electric W3600-122 - 3,60 MW - Wind turbine | https://en.wind-turbine-models.com/turbines/1214-shanghai-electric-w3600-122 | 1 | 3,600.0 kW | - | 3.5 m/s | 11.5 m/s | 122.0 m | 11,690.0 m² | 3 | 308.0 W/m² | 3.2 m²/kW | planetary / helical |  | 1.0 |  | inverters | 50 Hz | 80 / 90 / 100 m | Yes | 25.0 m/s | 59.5 m/s | GFRP | conical | coated |  |  | S | 15.4 U/min | 98 m/s | [8 empty] | 2010
1650 | 1650 | 1650 | 1650 | 1650 | 1650 | 1650 | Shanghai Electric W4000-136 - 4,00 MW - Wind turbine | https://en.wind-turbine-models.com/turbines/2405-shanghai-electric-w4000-136 | 1 | 4,000.0 kW | - | 3.0 m/s | 10.5 m/s | 136.0 m | 14,526.0 m² | 3 | 275.4 W/m² | 3.6 m²/kW | planetary / helical |  | 1 |  | inverter IGBT | 50 Hz | site specific m | No | 25.0 m/s | 63.0 m/s |  | conical | coated | Yes |  | S | 13.8 U/min | 98 m/s
1651 | 1651 | 1651 | 1651 | 1651 | 1651 | 1651 | Shanghai Electric W4500-155 - 4,50 MW - Wind turbine | https://en.wind-turbine-models.com/turbines/2416-shanghai-electric-w4500-155 | 1 | 4,500.0 kW | - | 2.5 m/s |  | 155.0 m | 18,869.0 m² | 3 | 238.5 W/m² | 4.2 m²/kW | 2 planetary / 1 parallel stage | 3.0 | 1 | 690.0 V | IGBT converter | 50 Hz | 95 - 160 / site specific m | No | 22.0 m/s |  | GFRP | conical | coated | Yes |  | S
1652 | 1652 | 1652 | 1652 | 1652 | 1652 | 1652 | Shanghai Electric W4550-168 - 4,55 MW - Wind turbine | https://en.wind-turbine-models.com/turbines/2408-shanghai-electric-w4550-168 | 1 | 4,550.0 kW | - | 2.5 m/s | 9.0 m/s | 168.0 m | 22,167.0 m² | 3 | 205.3 W/m² | 4.9 m²/kW | 2 planetary / 1 parallel stage | 3.0 | 1 | 1,140.0 V | inverter IGBT | 50 Hz | 105 - 160 / site specific m | No | 20.0 m/s |  | GFRP | conical | coated | Yes |  | S
1653 | 1653 | 1653 | 1653 | 1653 | 1653 | 1653 | Shanghai Electric W4650-182 / WH4.65N-182 - 4,65 MW - Wind turbine | https://en.wind-turbine-models.com/turbines/2409-shanghai-electric-w4650-182-wh4.65n-182 | 1 | 4,650.0 kW | - | 3.0 m/s |  | 182.0 m | 26,016.0 m² | 3 | 178.7 W/m² | 5.6 m²/kW | medium speed with double TRB structure |  | 1 | 1,140.0 V | full inverter IGBT | 50 Hz | site specific m | No | 20.0 m/s |  |  | conical | coated | Yes |  | S
1654 | 1654 | 1654 | 1654 | 1654 | 1654 | 1654 | Shanghai Electric W4650-192 / WH4.65N-192 - 4,65 MW - Wind turbine | https://en.wind-turbine-models.com/turbines/2411-shanghai-electric-w4650-192-wh4.65n-192 | 1 | 4,650.0 kW | - | 3.0 m/s |  | 192.0 m | 28,953.0 m² | 3 | 160.6 W/m² | 6.2 m²/kW | medium speed with double TRB structure |  | 1 | 1,140.0 V | full inverter IGBT | 50 Hz | site specific m | No | 20.0 m/s |  |  | conical | coated | Yes |  | S
1655 | 1655 | 1655 | 1655 | 1655 | 1655 | 1655 | Shanghai Electric W4800-146 /WE4800-146 - 4,80 MW - Wind turbine | https://en.wind-turbine-models.com/turbines/2418-shanghai-electric-w4800-146-we4800-146 | 1 | 4,800.0 kW | - | 3.0 m/s |  | 146.0 m | 16,742.0 m² | 3 | 286.7 W/m² | 3.5 m²/kW | 2 planetary / 1 parallel stage | 3.0 | 1 | 690.0 V | IGBT converter | 50 Hz | 90 -160 / site specific m | No | 25.0 m/s |  |  | conical | coated | Yes |  | S
1656 | 1656 | 1656 | 1656 | 1656 | 1656 | 1656 | Shanghai Electric W4800-155 - 4,80 MW - Wind turbine | https://en.wind-turbine-models.com/turbines/2417-shanghai-electric-w4800-155 | 1 | 4,800.0 kW | - | 2.5 m/s |  | 155.0 m | 18,869.0 m² | 3 | 254.4 W/m² | 3.9 m²/kW | 2 planetary / 1 parallel stage | 3.0 | 1 | 690.0 V | IGBT converter | 50 Hz | 95 - 160 / site specific m | No | 25.0 m/s |  |  | conical | coated | Yes |  | S
1657 | 1657 | 1657 | 1657 | 1657 | 1657 | 1657 | Shanghai Electric W5000-192 / WH5.0N-192 - 5,00 MW - Wind turbine | https://en.wind-turbine-models.com/turbines/2412-shanghai-electric-w5000-192-wh5.0n-192 | 1 | 5,000.0 kW | - | 3.0 m/s |  | 192.0 m | 28,953.0 m² | 3 | 172.7 W/m² | 5.8 m²/kW | medium speed with double TRB structure |  | 1 | 1,140.0 V | full inverter IGBT | 50 Hz | site specific m | No | 20.0 m/s |  |  | conical | coated | Yes |  | S
1658 | 1658 | 1658 | 1658 | 1658 | 1658 | 1658 | Shanghai Electric W5250-172 / WH5.25N-172 - 5,25 MW - Wind turbine | https://en.wind-turbine-models.com/turbines/2413-shanghai-electric-w5250-172-wh5.25n-172 | 1 | 5,250.0 kW | - | 3.0 m/s |  | 172.0 m | 23,275.0 m² | 3 | 225.6 W/m² | 4.4 m²/kW | medium speed planetary with double TRB structure |  | 1 | 1,140.0 V | full inverter IGBT | 50 Hz | site specific m | No | 25.0 m/s |  |  | conical | coated | Yes |  | S
1659 | 1659 | 1659 | 1659 | 1659 | 1659 | 1659 | Shanghai Electric W5550-172 / WG5.55F-172 - 5,55 MW - Wind turbine | https://en.wind-turbine-models.com/turbines/2406-shanghai-electric-w5550-172-wg5.55f-172 | 1 | 5,550.0 kW | - | 3.0 m/s | 8.0 m/s | 172.0 m | 23,235.0 m² | 3 | 238.9 W/m² | 4.2 m²/kW | planetary |  | 1 |  | full inverter IGBT | 50 Hz | site specific m | No | 25.0 m/s | 45.0 m/s |  | conical | coated | Yes |  | S
1660 | 1660 | 1660 | 1660 | 1660 | 1660 | 1660 | Shanghai Electric W5600-182 / WH5.6N-182 - 5,60 MW - Wind turbine | https://en.wind-turbine-models.com/turbines/2410-shanghai-electric-w5600-182-wh5.6n-182 | 1 | 5,600.0 kW | - | 3.0 m/s |  | 182.0 m | 26,016.0 m² | 3 | 215.3 W/m² | 4.6 m²/kW | medium speed with double TRB structure |  | 1 | 1,140.0 V | full inverter IGBT | 50 Hz | site specific m | No | 25.0 m/s |  |  | conical | coated | Yes |  | S
1661 | 1661 | 1661 | 1661 | 1661 | 1661 | 1661 | Shanghai Electric W6050-172 / WH6.05N-172 - 6,05 MW - Wind turbine | https://en.wind-turbine-models.com/turbines/2414-shanghai-electric-w6050-172-wh6.05n-172 | 1 | 6,050.0 kW | - | 3.0 m/s |  | 172.0 m | 23,275.0 m² | 3 | 259.9 W/m² | 3.8 m²/kW | medium speed planetary with double TRB structure |  | 1 | 1,140.0 V | full inverter IGBT | 50 Hz | site specific m | No | 25.0 m/s |  |  | conical | coated | Yes |  | S
1662 | 1662 | 1662 | 1662 | 1662 | 1662 | 1662 | Shanghai Electric W6250-172 / WD6250-172 - 6,25 MW - Wind turbine | https://en.wind-turbine-models.com/turbines/2403-shanghai-electric-w6250-172-wd6250-172 | 1 | 6,250.0 kW | - | 3.0 m/s | 11.0 m/s | 172.0 m | 23,235.0 m² | 3 | 269.0 W/m² | 3.7 m²/kW | direct drive |  | 1 |  |  |  | site specific m | Yes | 25.0 m/s |  |  | conical | coated |  |  | S
1663 | 1663 | 1663 | 1663 | 1663 | 1663 | 1663 | Shanghai Electric W6250-172 / WH6.25N-172 - 6,25 MW - Wind turbine | https://en.wind-turbine-models.com/turbines/2415-shanghai-electric-w6250-172-wh6.25n-172 | 1 | 6,250.0 kW | - | 3.0 m/s |  | 172.0 m | 23,275.0 m² | 3 | 268.5 W/m² | 3.7 m²/kW | medium speed planetary with double TRB structure |  | 1 | 1,140.0 V | full inverter IGBT | 50 Hz | site specific m | No | 25.0 m/s |  |  | conical | coated | Yes |  | S
1664 | 1664 | 1664 | 1664 | 1664 | 1664 | 1664 | Shanghai Electric W6500-185 / W6.5F-185 - 6,50 MW - Wind turbine | https://en.wind-turbine-models.com/turbines/2404-shanghai-electric-w6500-185-w6.5f-185 | 1 | 6,500.0 kW | - | 3.0 m/s | 10.5 m/s | 185.0 m | 26,880.0 m² | 3 | 241.8 W/m² | 4.1 m²/kW | S90 | [6 empty] | Yes | 25.0 m/s | 63.0 m/s | [8 empty] | Shanghai Electric
1665 | 1665 | 1665 | 1665 | 1665 | 1665 | 1665 | Shanghai Electric W8000-167 - 8,00 MW - Wind turbine | https://en.wind-turbine-models.com/turbines/1824-shanghai-electric-w8000-167 | 1 | 8,000.0 kW | - | 3.0 m/s | 12.0 m/s | 167.0 m | 21,900.0 m² | 3 | 365.3 W/m² | 2.7 m²/kW | 81.5m |  | 1 | 690.0 V | IGBT | 50/60 Hz | site specific m | Yes | 25.0 m/s | 70.0 m/s | GRE | conical | painted |  |  | Ib | 12.0 U/min | 105 m/s
1666 | 1666 | 1666 | 1666 | 1666 | 1666 | 1666 | Shanghai Electric W8000-208 / EW8.0-208 - 8,00 MW - Wind turbine | https://en.wind-turbine-models.com/turbines/2402-shanghai-electric-w8000-208-ew8.0-208 | 1 | 8,000.0 kW | - | 3.0 m/s | 8.0 m/s | 208.0 m | 33,979.0 m² | 3 | 235.4 W/m² | 4.2 m²/kW | S102 | 3.0 | 1 |  | full inverter IGBT | 50 Hz | site specific m | Yes | 25.0 m/s | 57.0 m/s | carbon | conical | coated |  |  | S |  |  | Shanghai Electric
1667 | 1667 | 1667 | 1667 | 1667 | 1667 | 1667 | Shanghai Electric W11000-208 / EW11.0-208 Petrel - 11,00 MW - Wind turbine | https://en.wind-turbine-models.com/turbines/2362-shanghai-electric-w11000-208-ew11.0-208-petrel | 1 | 11,000.0 kW | - | 3.0 m/s | 10.0 m/s | 208.0 m | 33,979.0 m² | 3 | 323.7 W/m² | 3.1 m²/kW | S102 |  | 1 |  | full inverter IGBT | 50/60 Hz | site specific m | Yes | 25.0 m/s | 57.0 m/s | carbon | conical | coated |  |  | Ib, T | [10 empty] | 2021
1668 | 1668 | 1668 | 1668 | 1668 | 1668 | 1668 | Ghrepower FD5-5 - 5,00 kW - Wind turbine | https://en.wind-turbine-models.com/turbines/1490-ghrepower-fd5-5 | 1 | 5.0 kW | - | 3.0 m/s | 10.0 m/s | 5.0 m | 19.6 m² | 3 | 255.1 W/m² | 3.9 m²/kW | direct drive |  | 1.0 | 230.0 V | inverters | 50/60 Hz | 9/12/20/30 m | No | 25.0 m/s | 59.5 m/s | FRP | conical | painted | Yes |  | IIa | 270.0 U/min | 71 m/s | [5 empty] | 0.2 t
1669 | 1669 | 1669 | 1669 | 1669 | 1669 | 1669 | Ghrepower FD8-9.8 - 9,80 kW - Wind turbine | https://en.wind-turbine-models.com/turbines/1489-ghrepower-fd8-9.8 | 1 | 9.8 kW | - | 3.0 m/s | 10.0 m/s | 7.8 m | 47.8 m² | 3 | 205.0 W/m² | 4.9 m²/kW | direct drive |  | 1.0 | 400.0 V | inverters | 50/60 Hz | 12/20 m | No | 25.0 m/s | 59.5 m/s | FRP | conical | painted | Yes |  | IIa | 180.0 U/min | 74 m/s | [5 empty] | 0.7 t
1670 | 1670 | 1670 | 1670 | 1670 | 1670 | 1670 | Ghrepower FD16-19.8 - 19,80 kW - Wind turbine | https://en.wind-turbine-models.com/turbines/1493-ghrepower-fd16-19.8 | 1 | 19.8 kW | - | 3.0 m/s | 9.0 m/s | 15.6 m | 191.0 m² | 3 | 103.7 W/m² | 9.6 m²/kW | direct drive |  | 1.0 | 400.0 V | inverters | 50/60 Hz | 16/20/25/30 m | No | 20.0 m/s | 59.5 m/s | FRP | conical | painted | Yes |  | IIa | 55.0 U/min | 45 m/s | [5 empty] | 4.0 t
1671 | 1671 | 1671 | 1671 | 1671 | 1671 | 1671 | Ghrepower FD16-30 - 30,00 kW - Wind turbine | https://en.wind-turbine-models.com/turbines/1492-ghrepower-fd16-30 | 1 | 30.0 kW | - | 3.0 m/s | 10.0 m/s | 15.6 m | 191.0 m² | 3 | 157.1 W/m² | 6.4 m²/kW | direct drive |  | 1.0 | 400.0 V | inverters | 50/60 Hz | 16/20/25/30 m | No | 20.0 m/s | 59.5 m/s | FRP | conical | painted | Yes |  | IIa | 60.0 U/min | 49 m/s | [5 empty] | 4.0 t
1672 | 1672 | 1672 | 1672 | 1672 | 1672 | 1672 | Ghrepower FD16-50 - 50,00 kW - Wind turbine | https://en.wind-turbine-models.com/turbines/1491-ghrepower-fd16-50 | 1 | 50.0 kW | - | 3.0 m/s | 13.0 m/s | 15.6 m | 191.0 m² | 3 | 261.8 W/m² | 3.8 m²/kW | direct drive |  | 1.0 | 400.0 V | inverters | 50/60 Hz | 16/20/25/30 m | No | 20.0 m/s | 59.5 m/s | FRP | conical | painted | Yes |  | IIa | 75.0 U/min | 61 m/s | [5 empty] | 4.0 t
1673 | 1673 | 1673 | 1673 | 1673 | 1673 | 1673 | Ghrepower FD21-50 - 50,00 kW - Wind turbine | https://en.wind-turbine-models.com/turbines/1057-ghrepower-fd21-50 | 1 | 50.0 kW | - | 3.0 m/s | 9.0 m/s | 21.5 m | 363.0 m² | 3 | 137.7 W/m² | 7.3 m²/kW | 10.5 m |  | 1 | 400.0 V | inverters | 50/60 Hz | 25/31/37 m | No | 25.0 m/s | 59.5 m/s | FRP | conical | painted | Yes |  | IIb | 48.0 U/min | 54 m/s |  |  |  |  | 8.0 t | 15.0 t | 28.0 t |  |  | 1.1 t
1674 | 1674 | 1674 | 1674 | 1674 | 1674 | 1674 | Ghrepower FD21-60 - 59,90 kW - Wind turbine | https://en.wind-turbine-models.com/turbines/1058-ghrepower-fd21-60 | 1 | 59.9 kW | - | 3.0 m/s | 10.0 m/s | 21.5 m | 363.0 m² | 3 | 165.0 W/m² | 6.1 m²/kW | 10.5 m |  | 1 | 400.0 V | inverters | 50/60 Hz | 25/31/37 m | No | 25.0 m/s | 59.5 m/s | FRP | conical | painted | Yes |  | IIb | 52.0 U/min | 59 m/s |  |  |  |  | 8.0 t | 15.0 t | 28.0 t |  |  | 1.1 t
1675 | 1675 | 1675 | 1675 | 1675 | 1675 | 1675 | Ghrepower FD21-100 - 100,00 kW - Wind turbine | https://en.wind-turbine-models.com/turbines/1494-ghrepower-fd21-100 | 1 | 100.0 kW | - | 3.0 m/s | 13.0 m/s | 21.5 m | 363.0 m² | 3 | 275.5 W/m² | 3.6 m²/kW | direct drive |  | 1.0 | 400.0 V | inverters | 50/60 Hz | 24/30/36/42 m | No | 25.0 m/s | 59.5 m/s | FRP | conical | painted | Yes |  | IIa | 60.0 U/min | 68 m/s | [5 empty] | 9.3 t
1676 | 1676 | 1676 | 1676 | 1676 | 1676 | 1676 | Ghrepower GHRE100 - 100,00 kW - Wind turbine | https://en.wind-turbine-models.com/turbines/1056-ghrepower-ghre100 | 1 | 100.0 kW | - | 3.0 m/s | 12.0 m/s | 21.5 m | 363.0 m² | 3 | 275.5 W/m² | 3.6 m²/kW | direct drive |  | 1 | 400.0 V | inverters | 50/60 Hz | 36 m | No | 25.0 m/s | 50.0 m/s | FRP | conical | painted | Yes |  |  | 60.0 U/min | 68 m/s | [6 empty] | 8.2 t
1677 | 1677 | 1677 | 1677 | 1677 | 1677 | 1677 | Shawingan Lavalin Cap Chat VAWT - 4,00 MW - Wind turbine | https://en.wind-turbine-models.com/turbines/1981-shawingan-lavalin-cap-chat-vawt | 1 | 4,000.0 kW | - | 4.5 m/s |  | 64.0 m | 4,000.0 m² | 2 | 1,000.0 W/m² | 1.0 m²/kW | NACA 0018 | [5 empty] | 96 m | No | 62.0 m/s |  |  | cylindrical | painted | Yes |  |  | 14.2 U/min | 48 m/s
1678 | 1678 | 1678 | 1678 | 1678 | 1678 | 1678 | CNYD YDF-1500-87 - 1,50 MW - Wind turbine | https://en.wind-turbine-models.com/turbines/1212-cnyd-ydf-1500-87 | 1 | 1,500.0 kW | - | 3.0 m/s | 10.3 m/s | 87.0 m | 5,944.7 m² | 3 | 252.3 W/m² | 4.0 m²/kW | spur/planetary |  | 1.0 | 690.0 V | inverters | 50.0 Hz | 65/70/75 m | No | 25.0 m/s | 42.0 m/s | GFRP | conical | painted | Yes |  | IV |  |  | CNYD
1679 | 1679 | 1679 | 1679 | 1679 | 1679 | 1679 | CNYD YDF-2000-103 - 2,00 MW - Wind turbine | https://en.wind-turbine-models.com/turbines/1211-cnyd-ydf-2000-103 | 1 | 2,000.0 kW | - | 3.0 m/s | 10.0 m/s | 103.0 m | 8,332.3 m² | 3 | 240.0 W/m² | 4.2 m²/kW | spur/planetary |  | 1 | 690.0 V | inverters | 50 Hz |  | No | 25.0 m/s |  | GFRP | conical | painted | Yes |  |  |  |  | CNYD
1680 | 1680 | 1680 | 1680 | 1680 | 1680 | 1680 | Shriram 250 T - 250,00 kW - Wind turbine | https://en.wind-turbine-models.com/turbines/449-shriram-250-t | 1 | 250.0 kW | - | 3.5 m/s | 14.0 m/s | 28.5 m | 638.0 m² | 3 | 391.8 W/m² | 2.6 m²/kW | NACA/Wortmann | 3.0 | 1 | 400.0 V | Thyristor | 50 Hz | 40/48.5 m | No | 23.0 m/s | 58.0 m/s | GRP |  | galvanized | Yes |  |  | 46.0 U/min | 69 m/s | Shriram | 1:38 |  | 2.8 t | 10.5 t | 32.8 t | 45.6 t | 0.5 t |  | 0.8 t
1681 | 1681 | 1681 | 1681 | 1681 | 1681 | 1681 | Siemens Gamesa SG 2.1-114 - 2,10 MW - Wind turbine | https://en.wind-turbine-models.com/turbines/1890-siemens-gamesa-sg-2.1-114 | 1 | 2,100.0 kW | - |  |  | 114.0 m | 10,207.0 m² | 3 | 205.7 W/m² | 4.9 m²/kW | 56m | 3.0 | 1 | 690.0 V | converter | 50/60 Hz | 68. 80. 93. 106. 125. 127. 153 m and site-specific m | No |  |  | Fiberglass reinforced with epoxy or polyester resin | conical | painted | Yes |  | S |  |  | Siemens Gamesa
1682 | 1682 | 1682 | 1682 | 1682 | 1682 | 1682 | Siemens Gamesa SG 2.1-122 - 2,10 MW - Wind turbine | https://en.wind-turbine-models.com/turbines/1832-siemens-gamesa-sg-2.1-122 | 1 | 2,100.0 kW | - |  |  | 122.0 m | 11,690.0 m² | 3 | 179.6 W/m² | 5.6 m²/kW | 60m | 3.0 | 1 | 690.0 V | IGBT | 50/60 Hz | 108. 127 m and site-specific m | No |  |  | Fiberglass reinforced with epoxy or polyester resin | conical | painted | Yes |  | S | 13.1 U/min | 83 m/s | Siemens Gamesa | 1:129 | 1,680.0 U/min
1683 | 1683 | 1683 | 1683 | 1683 | 1683 | 1683 | Siemens Gamesa SG 2.2-122 - 2,20 MW - Wind turbine | https://en.wind-turbine-models.com/turbines/2128-siemens-gamesa-sg-2.2-122 | 1 | 2,200.0 kW | - |  |  | 122.0 m | 11,690.0 m² | 3 | 188.2 W/m² | 5.3 m²/kW | 60m | 3.0 | 1 | 690.0 V | IGBT | 50/60 Hz | 108 / 127 / site specific m | No |  |  | Fiberglass reinforced with epoxy or polyester resin |  |  | Yes |  | IIIa, S |  |  | Siemens Gamesa
1684 | 1684 | 1684 | 1684 | 1684 | 1684 | 1684 | Siemens Gamesa SG 2.6-114 - 2,63 MW - Wind turbine | https://en.wind-turbine-models.com/turbines/1891-siemens-gamesa-sg-2.6-114 | 1 | 2,625.0 kW | - | 3.0 m/s | 9.0 m/s | 114.0 m | 10,207.0 m² | 3 | 257.2 W/m² | 3.9 m²/kW | 56m | 3.0 | 1 | 690.0 V | converter | 50/60 Hz | 63. 68. 75. 80. 93. 125 m and site-specific m | No | 25.0 m/s |  | Fiberglass reinforced with epoxy or polyester resin | conical | painted | Yes |  | Ia |  |  | Siemens Gamesa
1685 | 1685 | 1685 | 1685 | 1685 | 1685 | 1685 | Siemens Gamesa SG 2.6-126 - 2,63 MW - Wind turbine | https://en.wind-turbine-models.com/turbines/1889-siemens-gamesa-sg-2.6-126 | 1 | 2,625.0 kW | - |  |  | 126.0 m | 12,469.0 m² | 3 | 210.5 W/m² | 4.8 m²/kW | 62m | 3.0 | 1 | 690.0 V | converter | 50/60 Hz | 84. 102. 137. 153 m and site-specific m | No |  |  | Fiberglass reinforced with epoxy or polyester resin | conical | painted | Yes |  | IIIa |  |  | Siemens Gamesa
1686 | 1686 | 1686 | 1686 | 1686 | 1686 | 1686 | Siemens Gamesa SG 2.7-129 - 2,75 MW - Wind turbine | https://en.wind-turbine-models.com/turbines/1888-siemens-gamesa-sg-2.7-129 | 1 | 2,750.0 kW | - |  |  | 129.0 m | 13,070.0 m² | 3 | 210.4 W/m² | 4.8 m²/kW | 63.5m | 3.0 | 1 | 690.0 V | converter | 60 Hz | 87 m and site-specific m | No |  |  | Fiberglass reinforced with epoxy resin | conical | painted | Yes |  | S |  |  | Siemens Gamesa
1687 | 1687 | 1687 | 1687 | 1687 | 1687 | 1687 | Siemens Gamesa SG 2.9-129 - 2,90 MW - Wind turbine | https://en.wind-turbine-models.com/turbines/2129-siemens-gamesa-sg-2.9-129 | 1 | 2,900.0 kW | - |  |  | 129.0 m | 13,070.0 m² | 3 | 221.9 W/m² | 4.5 m²/kW | 63.5m | 3.0 | 1 |  |  | 50/60 Hz | 87 / site specific m | No |  |  | Fiberglass reinforced with epoxy resin | conical |  | Yes |  | S |  |  | Siemens / Gamesa |  | 690.0 U/min
1688 | 1688 | 1688 | 1688 | 1688 | 1688 | 1688 | Siemens Gamesa SG 3.4-132 - 3,47 MW - Wind turbine | https://en.wind-turbine-models.com/turbines/1892-siemens-gamesa-sg-3.4-132 | 1 | 3,465.0 kW | - |  |  | 132.0 m | 13,685.0 m² | 3 | 253.2 W/m² | 3.9 m²/kW | 64.5m | 3.0 | 1 | 690.0 V | converter | 50/60 Hz | 84. 97. 101.5. 114. 134. 154. 165 m and site-specific m | No |  |  | Fiberglass reinforced with epoxy or polyester resin | conical | painted | Yes |  | Ia |  |  | Siemens Gamesa
1689 | 1689 | 1689 | 1689 | 1689 | 1689 | 1689 | Siemens Gamesa SG 3.4-145 - 3,47 MW - Wind turbine | https://en.wind-turbine-models.com/turbines/2299-siemens-gamesa-sg-3.4-145 | 1 | 3,465.0 kW | 3,465.0 - 3,600.0 kW | 3.0 m/s | - | 145.0 m | 16,513.0 m² | 3 | 209.8 W/m² | 4.8 m²/kW | 71m | 3.0 | 1 | 690.0 V | converter | 50 Hz | 127.5 m and site-specific m | No |  |  | Fiberglass reinforced with epoxy resin | conical | coated | Yes |  | IIIa, S |  |  | Siemens Gamesa
1690 | 1690 | 1690 | 1690 | 1690 | 1690 | 1690 | Siemens Gamesa SG 4.7-155 - 4,70 MW - Wind turbine | https://en.wind-turbine-models.com/turbines/2298-siemens-gamesa-sg-4.7-155 | 1 | 4,700.0 kW | - | 3.0 m/s |  | 155.0 m | 18,869.0 m² | 3 | 249.1 W/m² | 4.0 m²/kW | 75m | 3.0 | 1 | 690.0 V | converter | 50/60 Hz | site specific m | No |  |  | Fiberglass reinforced with epoxy resin | conical | coated | Yes |  |  |  |  | Siemens Gamesa
1691 | 1691 | 1691 | 1691 | 1691 | 1691 | 1691 | Siemens Gamesa SG 4.2-145 - 4,20 MW - Wind turbine | https://en.wind-turbine-models.com/turbines/1799-siemens-gamesa-sg-4.2-145 | 1 | 4,200.0 kW | - | 3.0 m/s |  | 145.0 m | 16,513.0 m² | 3 | 254.3 W/m² | 3.9 m²/kW | 71m | 3.0 | 1 | 690.0 V | IGBT | 50/60 Hz | 107.5 /127.5 /157.5 /site specific m | No |  |  | Fiberglass reinforced with epoxy resin | conical | painted | Yes |  |  | 10.8 U/min | 82 m/s | Siemens Gamesa | 1:104 | 1,120.0 U/min | [5 empty] | 2018
1692 | 1692 | 1692 | 1692 | 1692 | 1692 | 1692 | Siemens Gamesa SG 4.5-132 - 4,50 MW - Wind turbine | https://en.wind-turbine-models.com/turbines/1893-siemens-gamesa-sg-4.5-132 | 1 | 4,500.0 kW | - | 3.0 m/s |  | 132.0 m | 13,685.0 m² | 3 | 328.8 W/m² | 3.0 m²/kW | 64.5m | 3.0 | 1 | 690.0 V | converter | 50/60 Hz | site specific m | No |  |  | Fiberglass reinforced with epoxy resin | conical | painted | Yes |  |  |  |  | Siemens Gamesa
1693 | 1693 | 1693 | 1693 | 1693 | 1693 | 1693 | Siemens Gamesa SG 4.5-145 - 4,50 MW - Wind turbine | https://en.wind-turbine-models.com/turbines/1894-siemens-gamesa-sg-4.5-145 | 1 | 4,500.0 kW | - | 3.0 m/s |  | 145.0 m | 16,513.0 m² | 3 | 272.5 W/m² | 3.7 m²/kW | 71m | 3.0 | 1 | 690.0 V | converter | 50/60 Hz | 107.5. 127.5. 157.5 m and site specific m | No |  |  | Fiberglass reinforced with epoxy resin | conical | painted | Yes |  | IIb |  |  | Siemens Gamesa
1694 | 1694 | 1694 | 1694 | 1694 | 1694 | 1694 | Siemens Gamesa SG 4.5-155 - 4,50 MW - Wind turbine | https://en.wind-turbine-models.com/turbines/1895-siemens-gamesa-sg-4.5-155 | 1 | 4,500.0 kW | - | 3.0 m/s |  | 155.0 m | 18,869.0 m² | 3 | 238.5 W/m² | 4.2 m²/kW | 75m | 3.0 | 1 | 690.0 V | converter | 50/60 Hz | site specific m | No |  |  | Fiberglass reinforced with epoxy resin | conical | painted | Yes |  |  |  |  | Siemens Gamesa
1695 | 1695 | 1695 | 1695 | 1695 | 1695 | 1695 | Siemens Gamesa SG 5.0-132 - 5,00 MW - Wind turbine | https://en.wind-turbine-models.com/turbines/2130-siemens-gamesa-sg-5.0-132 | 1 | 5,000.0 kW | 4,500.0 - 5,000.0 kW | - |  | 132.0 m | 13,685.0 m² | 3 | 365.4 W/m² | 2.7 m²/kW | 64.5m | 3.0 | 1 | 690.0 V | IGBT | 50/60 Hz | 84 / site-specific m | No |  |  | Fiberglass reinforced with epoxy resin |  |  | Yes |  | Ia |  |  | Siemens Gamesa
1696 | 1696 | 1696 | 1696 | 1696 | 1696 | 1696 | Siemens Gamesa SG 5.0-145 - 5,00 MW - Wind turbine | https://en.wind-turbine-models.com/turbines/2131-siemens-gamesa-sg-5.0-145 | 1 | 5,000.0 kW | 4,000.0 - 5,200.0 kW | - |  | 145.0 m | 16,513.0 m² | 3 | 302.8 W/m² | 3.3 m²/kW | 71m | 3.0 | 1 | 690.0 V | IGBT | 50/60 Hz | 90 / 102.5 / 127.5 / site-specific m | No |  |  | Fiberglass reinforced with epoxy resin |  |  | Yes |  | IIb |  |  | Siemens Gamesa | [7 empty] | 2021
1697 | 1697 | 1697 | 1697 | 1697 | 1697 | 1697 | Siemens Gamesa SG 5.8-155 - 5,80 MW - Wind turbine | https://en.wind-turbine-models.com/turbines/2042-siemens-gamesa-sg-5.8-155 | 1 | 5,800.0 kW | - |  |  | 155.0 m | 18,868.0 m² | 3 | 307.4 W/m² | 3.3 m²/kW | planetary / parallel | [5 empty] | 90 / 102.5 / 122.5 / 165 m | No | [5 empty] | Yes | [12 empty] | 2020
1698 | 1698 | 1698 | 1698 | 1698 | 1698 | 1698 | Siemens Gamesa SG 5.8-170 - 5,80 MW - Wind turbine | https://en.wind-turbine-models.com/turbines/2043-siemens-gamesa-sg-5.8-170 | 1 | 5,800.0 kW | 5,800.0 - 6,200.0 kW | - |  | 170.0 m | 22,697.0 m² | 3 | 255.5 W/m² | 3.9 m²/kW | planetary / parallel | [5 empty] | 100 / 115 / 135 / 165 m | No | [5 empty] | Yes | [12 empty] | 2020
1699 | 1699 | 1699 | 1699 | 1699 | 1699 | 1699 | Siemens Gamesa SG 6.0-154 - 6,00 MW - Wind turbine | https://en.wind-turbine-models.com/turbines/1886-siemens-gamesa-sg-6.0-154 | 1 | 6,000.0 kW | - | 4.0 m/s | 13.0 m/s | 154.0 m | 18,600.0 m² | 3 | 322.6 W/m² | 3.1 m²/kW | B75 |  | 1 | 690.0 V | IGBT | 50 Hz | site-specific m | Yes | 25.0 m/s | 70.0 m/s | GRE | conical | painted |  |  |  | 11.0 U/min | 89 m/s | Siemens Gamesa |  |  |  | 360.0 t |  |  |  | 2018
1700 | 1700 | 1700 | 1700 | 1700 | 1700 | 1700 | Siemens Gamesa SG 6.6-155 - 6,60 MW - Wind turbine | https://en.wind-turbine-models.com/turbines/2345-siemens-gamesa-sg-6.6-155 | 1 | 6,600.0 kW | 5,600.0 - 6,600.0 kW | - |  | 155.0 m | 18,869.0 m² | 3 | 349.8 W/m² | 2.9 m²/kW | spur / planetary | 3.0 |  |  |  |  | 90. 102.5. 122.5. 165 m and site-specific m | No | [5 empty] | Yes |  |  |  |  | Siemens Gamesa | [7 empty] | 2021
1701 | 1701 | 1701 | 1701 | 1701 | 1701 | 1701 | Siemens Gamesa SG 6.6-170 - 6,60 MW - Wind turbine | https://en.wind-turbine-models.com/turbines/2346-siemens-gamesa-sg-6.6-170 | 1 | 6,600.0 kW | 5,600.0 - 6,600.0 kW | - |  | 170.0 m | 22,697.0 m² | 3 | 290.8 W/m² | 3.4 m²/kW | spur / planetary | 3.0 | 1 |  | full inverter IGBT | 50/60 Hz | 100. 115. 135. 165 m and site-specific m | No | [5 empty] | Yes |  |  |  |  | Siemens Gamesa | [7 empty] | 2021
1702 | 1702 | 1702 | 1702 | 1702 | 1702 | 1702 | Siemens Gamesa SG 7.0-154 - 7,00 MW - Wind turbine | https://en.wind-turbine-models.com/turbines/1810-siemens-gamesa-sg-7.0-154 | 1 | 7,000.0 kW | - | 3.0 m/s | 13.0 m/s | 154.0 m | 18,600.0 m² | 3 | 376.3 W/m² | 2.7 m²/kW | B75 |  | 1 | 690.0 V | IGBT | 50 Hz | site specific m | Yes | 25.0 m/s | 70.0 m/s | GRE | conical | painted | No |  | Ib |  |  | SiemensGamesa | [7 empty] | 2018
1703 | 1703 | 1703 | 1703 | 1703 | 1703 | 1703 | Siemens Gamesa SG 7.0-170 - 7,00 MW - Wind turbine | https://en.wind-turbine-models.com/turbines/2475-siemens-gamesa-sg-7.0-170 | 1 | 7,000.0 kW | - |  |  | 170.0 m | 22,697.0 m² | 3 | 308.4 W/m² | 3.2 m²/kW | planetary / helical | 3.0 |  |  |  |  | site specific m | No | [5 empty] | Yes |  | IIa
1704 | 1704 | 1704 | 1704 | 1704 | 1704 | 1704 | Siemens Gamesa SG 8.0-167 DD - 8,00 MW - Wind turbine | https://en.wind-turbine-models.com/turbines/1800-siemens-gamesa-sg-8.0-167-dd | 1 | 8,000.0 kW | - | 3.0 m/s | 12.0 m/s | 167.0 m | 21,900.0 m² | 3 | 365.3 W/m² | 2.7 m²/kW | B82/81.5m |  | 1 | 690.0 V | IGBT | 50 Hz | site specific m | Yes | 25.0 m/s | 70.0 m/s | GRE | conical | painted | No |  | Ib | 12.0 U/min | 105 m/s | Siemens | [7 empty] | 2018
1705 | 1705 | 1705 | 1705 | 1705 | 1705 | 1705 | Siemens Gamesa SG 10.0-193 DD - 10,00 MW - Wind turbine | https://en.wind-turbine-models.com/turbines/1969-siemens-gamesa-sg-10.0-193-dd | 1 | 10,000.0 kW | - |  |  | 193.0 m | 29,300.0 m² | 3 | 341.3 W/m² | 2.9 m²/kW | 94 m |  | 1 |  |  |  | site specific m | Yes |  |  |  | conical | painted | No |  | S, Ib |  |  | Siemens Gamesa | [7 empty] | 2019
1706 | 1706 | 1706 | 1706 | 1706 | 1706 | 1706 | Siemens Gamesa SG 11.0-193 DD - 11,00 MW - Wind turbine | https://en.wind-turbine-models.com/turbines/2125-siemens-gamesa-sg-11.0-193-dd | 1 | 11,000.0 kW | - |  |  | 193.0 m | 29,300.0 m² | 3 | 375.4 W/m² | 2.7 m²/kW | 94m /B94 |  | 1 |  | IGBT | 50/60 Hz | site specific m | Yes |  |  |  | cylindrical |  |  |  | S, Ib |  |  | Siemens
1707 | 1707 | 1707 | 1707 | 1707 | 1707 | 1707 | Siemens Gamesa SG 11.0-200 DD - 11,00 MW - Wind turbine | https://en.wind-turbine-models.com/turbines/2157-siemens-gamesa-sg-11.0-200-dd | 1 | 11,000.0 kW | - |  |  | 200.0 m | 31,400.0 m² | 3 | 350.3 W/m² | 2.9 m²/kW | B97 |  | 1 |  |  | 50/60 Hz | site specific m | Yes |  |  | fiberglass-reinforced epoxy | conical |  |  |  | S, Ia |  |  | Siemens Gamesa | [7 empty] | 2021
1708 | 1708 | 1708 | 1708 | 1708 | 1708 | 1708 | Siemens Gamesa SG 14-222 DD - 14,00 MW - Wind turbine | https://en.wind-turbine-models.com/turbines/2266-siemens-gamesa-sg-14-222-dd | 1 | 14,000.0 kW | 14,000.0 - 15,000.0 kW | - |  | 222.0 m | 39,000.0 m² | 3 | 359.0 W/m² | 2.8 m²/kW | B108 Integral Blade |  | 1 |  | IGBT full power converter | 50/60 Hz | site specific m | Yes |  |  | fiberglass-reinforced epoxy | conical | coated | No |  | Ia, S |  |  | Siemens |  |  |  | 500.0 t |  |  |  | 2024
1709 | 1709 | 1709 | 1709 | 1709 | 1709 | 1709 | Siemens Gamesa SG 14-236 DD - 14,00 MW - Wind turbine | https://en.wind-turbine-models.com/turbines/2473-siemens-gamesa-sg-14-236-dd | 1 | 14,000.0 kW | 14,000.0 - 15,000.0 kW | - |  | 236.0 m | 43,500.0 m² | 3 | 321.8 W/m² | 3.1 m²/kW | B115 meter blades |  | 1 |  |  |  | site specific m | Yes | [7 empty] | Ia, S |  |  | Siemens Gamesa | [7 empty] | 2022
1710 | 1710 | 1710 | 1710 | 1710 | 1710 | 1710 | Siemens Gamesa SWT-DD-120 - 4,30 MW - Wind turbine | https://en.wind-turbine-models.com/turbines/1896-siemens-gamesa-swt-dd-120 | 1 | 4,300.0 kW | 3,900.0 - 4,500.0 kW | - |  | 120.0 m | 11,300.0 m² | 3 | 380.5 W/m² | 2.6 m²/kW | 58.6m |  | 1 | 690.0 V | converter | 50/60 Hz | 75 - 55 m and site-specific m | No |  |  | Fiberglass reinforced with epoxy | conical | coated | Yes |  | S, Ia, T |  |  | Siemens
1711 | 1711 | 1711 | 1711 | 1711 | 1711 | 1711 | Siemens Gamesa SWT-DD-130 - 4,30 MW - Wind turbine | https://en.wind-turbine-models.com/turbines/1898-siemens-gamesa-swt-dd-130 | 1 | 4,300.0 kW | 3,900.0 - 4,300.0 kW | - |  | 130.0 m | 13,300.0 m² | 3 | 323.3 W/m² | 3.1 m²/kW | 63m |  | 1 | 690.0 V | converter | 50/60 Hz | Steel: 85-155 m and site-specific Hybrid: 165 m m | No |  |  | Fiberglass reinforced with epoxy | conical | painted | Yes |  | S |  |  | Siemens
1712 | 1712 | 1712 | 1712 | 1712 | 1712 | 1712 | Siemens Gamesa SWT-DD-142 - 4,10 MW - Wind turbine | https://en.wind-turbine-models.com/turbines/1897-siemens-gamesa-swt-dd-142 | 1 | 4,100.0 kW | - |  |  | 142.0 m | 15,800.0 m² | 3 | 259.5 W/m² | 3.9 m²/kW | 69.3 |  | 1 | 690.0 V | converter | 50/60 Hz | Steel: 99–149 m. site-specific Hybrid steel/concrete: 165 m m | No |  |  | Fiberglass reinforced with epoxy | conical | painted | Yes |  | IIb |  |  | LM Glasfiber
1713 | 1713 | 1713 | 1713 | 1713 | 1713 | 1713 | Siemens SWT-1.3-62 - 1,30 MW - Wind turbine | https://en.wind-turbine-models.com/turbines/1457-siemens-swt-1.3-62 | 1 | 1,300.0 kW | - | 3.0 m/s | 14.0 m/s | 62.0 m |  | 3 | 0.0 W/m² | 0.0 m²/kW | Asynchron | 3.0 | 1 | 690.0 V |  | 50 Hz | 68-90 m | No | 25.0 m/s |  | GFK |  |  | Yes |  |  | 19.0 U/min | 62 m/s | LM | 1:78 | 1,500.0 U/min | 30.0 t | 50.0 t | 188.0 t | 248.0 t
1714 | 1714 | 1714 | 1714 | 1714 | 1714 | 1714 | Siemens SWT-2.3-82 - 2,30 MW - Wind turbine | https://en.wind-turbine-models.com/turbines/204-siemens-swt-2.3-82 | 1 | 2,300.0 kW | - | 4.0 m/s | 13.5 m/s | 82.4 m | 5,300.0 m² | 3 | 434.0 W/m² | 2.3 m²/kW | B40 | 3.0 | 1 | 690.0 V |  | 50 Hz | 80 m | No | 25.0 m/s | 55.0 m/s | GRE | cylindric/ tapered tubular | painted | Yes |  |  | 18.0 U/min | 78 m/s | Siemens | 1:91 |  | 54.0 t | 82.0 t | 158.0 t | 294.0 t
1715 | 1715 | 1715 | 1715 | 1715 | 1715 | 1715 | Siemens SWT-2.3-93 - 2,30 MW - Wind turbine | https://en.wind-turbine-models.com/turbines/551-siemens-swt-2.3-93 | 1 | 2,300.0 kW | - | 4.0 m/s | 14.0 m/s | 93.0 m | 6,800.0 m² | 3 | 338.2 W/m² | 3.0 m²/kW | B45 | 3.0 | 1 | 690.0 V |  | 50 Hz | 80/133 m | Yes | 25.0 m/s | 55.0 m/s | GFK | conical | painted |  |  |  | 16.0 U/min | 78 m/s | Siemens | 1:91 |  | 60.0 t | 82.0 t
1716 | 1716 | 1716 | 1716 | 1716 | 1716 | 1716 | Siemens SWT-2.3-93 - 2,30 MW - Wind turbine | https://en.wind-turbine-models.com/turbines/989-siemens-swt-2.3-93 | 1 | 2,300.0 kW | - | 4.0 m/s | 14.0 m/s | 93.0 m | 6,800.0 m² | 3 | 338.2 W/m² | 3.0 m²/kW | B45 | 3.0 | 1 | 690.0 V |  | 50 Hz | 80 m | No | 25.0 m/s | 59.5 m/s | GRE | conical / tapered | painted | Yes |  |  | 16.0 U/min | 78 m/s | Siemens | 1:91 | 1,500.0 U/min | 60.0 t | 82.0 t | 162.0 t | 304.0 t
1717 | 1717 | 1717 | 1717 | 1717 | 1717 | 1717 | Siemens SWT-2.3-93 Offshore - 2,30 MW - Wind turbine | https://en.wind-turbine-models.com/turbines/50-siemens-swt-2.3-93-offshore | 1 | 2,300.0 kW | - | 4.0 m/s | 13.0 m/s | 93.0 m | 6,793.0 m² | 3 | 338.6 W/m² | 3.0 m²/kW | B45 | 3.0 | 1 | 690.0 V |  | 50 Hz | 80 m | Yes | 25.0 m/s | 59.5 m/s | GRE | cylindric/ tapered tubular | painted | No |  |  | 16.0 U/min | 78 m/s | Siemens | 1:91 |  | 62.0 t | 82.0 t
1718 | 1718 | 1718 | 1718 | 1718 | 1718 | 1718 | Siemens SWT-2.3-101 - 2,30 MW - Wind turbine | https://en.wind-turbine-models.com/turbines/341-siemens-swt-2.3-101 | 1 | 2,300.0 kW | - | 3.5 m/s | 12.5 m/s | 101.0 m | 8,000.0 m² | 3 | 287.5 W/m² | 3.5 m²/kW | B49 | 3.0 | 1 | 690.0 V |  | 50 Hz | 80 m | No | 25.0 m/s | 55.0 m/s | GRE | cylindric/ tapered tubular | painted | Yes |  |  | 16.0 U/min | 85 m/s | Siemens | 1:91 |  | 62.0 t | 82.0 t | 162.0 t | 306.0 t
1719 | 1719 | 1719 | 1719 | 1719 | 1719 | 1719 | Siemens SWT-2.3-108 - 2,30 MW - Wind turbine | https://en.wind-turbine-models.com/turbines/647-siemens-swt-2.3-108 | 1 | 2,300.0 kW | - | 3.0 m/s | 11.5 m/s | 108.0 m | 9,144.0 m² | 3 | 251.5 W/m² | 4.0 m²/kW | B53 | 3.0 | 1 | 690.0 V |  | 50 Hz | 80 m | No | 25.0 m/s | 59.5 m/s | GRE | cylindric/ tapered tubular | painted | Yes |  |  | 16.0 U/min | 90 m/s | Siemens | 1:91 |  | 60.0 t | 82.0 t
1720 | 1720 | 1720 | 1720 | 1720 | 1720 | 1720 | Siemens SWT-2.3-113 - 2,30 MW - Wind turbine | https://en.wind-turbine-models.com/turbines/110-siemens-swt-2.3-113 | 1 | 2,300.0 kW | - | 3.0 m/s | 12.5 m/s | 113.0 m | 10,000.0 m² | 3 | 230.0 W/m² | 4.3 m²/kW | B55 |  | 1 | 690.0 V | IGBT | 50 Hz | 99.5 m | No | 25.0 m/s | 59.5 m/s | GRE | cylindric/ tapered tubular | painted | Yes |  |  | 13.0 U/min | 77 m/s | Siemens |  |  | 66.7 t | 73.0 t
1721 | 1721 | 1721 | 1721 | 1721 | 1721 | 1721 | Siemens SWT-2.3-120 - 2,30 MW - Wind turbine | https://en.wind-turbine-models.com/turbines/1240-siemens-swt-2.3-120 | 1 | 2,300.0 kW | - | 3.0 m/s | 11.5 m/s | 120.0 m | 11,300.0 m² | 3 | 203.5 W/m² | 4.9 m²/kW | B59 | 3.0 | 1 | 690.0 V | inverters | 50 Hz | 80/92.4 m | No | 22.0 m/s | 59.5 m/s | GRE | conical | painted | Yes |  | IIIa | 12.5 U/min | 79 m/s | Siemens | 1:120 | 1,500.0 U/min | 70.0 t | 88.0 t
1722 | 1722 | 1722 | 1722 | 1722 | 1722 | 1722 | Siemens SWT-2.5-120 - 2,50 MW - Wind turbine | https://en.wind-turbine-models.com/turbines/1531-siemens-swt-2.5-120 | 1 | 2,500.0 kW | - | 3.0 m/s | 12.0 m/s | 120.0 m | 11,310.0 m² | 3 | 221.0 W/m² | 4.5 m²/kW | 59m |  | 1 | 690.0 V |  | 50/60 Hz | 85.1/92 m | No | 22.0 m/s |  | GFRP | conical | painted | Yes |  | IIS | 13.1 U/min | 82 m/s | Siemens | [7 empty] | 2016
1723 | 1723 | 1723 | 1723 | 1723 | 1723 | 1723 | Siemens SWT-3.0-101 - 3,00 MW - Wind turbine | https://en.wind-turbine-models.com/turbines/66-siemens-swt-3.0-101 | 1 | 3,000.0 kW | - | 3.0 m/s | 12.5 m/s | 101.0 m | 8,000.0 m² | 3 | 375.0 W/m² | 2.7 m²/kW | B49 |  | 1 | 690.0 V | inverters | 50/60 Hz | 80/115/142.5 m | No | 25.0 m/s | 70.0 m/s | Fibreglass reinforced epoxy | conical | painted | Yes |  |  | 19.0 U/min | 100 m/s | Siemens |  |  | 60.0 t | 78.0 t | 162.0 t | 300.0 t | 32.0 t |  | 10.3 t
1724 | 1724 | 1724 | 1724 | 1724 | 1724 | 1724 | Siemens SWT-3.0-108 - 3,00 MW - Wind turbine | https://en.wind-turbine-models.com/turbines/751-siemens-swt-3.0-108 | 1 | 3,000.0 kW | - | 3.0 m/s | 12.0 m/s | 108.0 m | 9,144.0 m² | 3 | 328.1 W/m² | 3.0 m²/kW | B53 |  | 1 | 690.0 V | IGBT | 50/60 Hz | 79.5 m | No | 25.0 m/s | 59.5 m/s | GFK | conical | painted | Yes |  |  | 16.0 U/min | 90 m/s | Siemens |  |  | 60.0 t | 78.0 t | 75.0 t | 213.0 t
1725 | 1725 | 1725 | 1725 | 1725 | 1725 | 1725 | Siemens SWT-3.0-113 - 3,00 MW - Wind turbine | https://en.wind-turbine-models.com/turbines/752-siemens-swt-3.0-113 | 1 | 3,000.0 kW | - | 4.0 m/s | 12.5 m/s | 113.0 m | 10,000.0 m² | 3 | 300.0 W/m² | 3.3 m²/kW | B55 |  | 1 | 690.0 V | IGBT | 50/60 Hz | 79.5/92.5/ 99.5/122/142 m | No | 25.0 m/s | 59.5 m/s | GRE | conical | painted | Yes |  |  | 15.5 U/min | 92 m/s | Siemens |  |  | 67.0 t | 78.0 t | 75.0 t | 220.0 t
1726 | 1726 | 1726 | 1726 | 1726 | 1726 | 1726 | Siemens SWT-3.15-142 - 3,15 MW - Wind turbine | https://en.wind-turbine-models.com/turbines/1469-siemens-swt-3.15-142 | 1 | 3,150.0 kW | - | 4.0 m/s | 11.0 m/s | 142.0 m | 15,829.0 m² | 3 | 199.0 W/m² | 5.0 m²/kW | B69.3 |  | 1 | 690.0 V | inverters | 50/60 Hz | 109/129/165 m | No | 22.5 m/s |  | GFRP | conical | painted | Yes |  | IIIa | 13.7 U/min | 102 m/s | Siemens
1727 | 1727 | 1727 | 1727 | 1727 | 1727 | 1727 | Siemens SWT-3.2-101 - 3,20 MW - Wind turbine | https://en.wind-turbine-models.com/turbines/964-siemens-swt-3.2-101 | 1 | 3,200.0 kW | - | 3.0 m/s | 12.5 m/s | 101.0 m | 8,000.0 m² | 3 | 400.0 W/m² | 2.5 m²/kW | B49 |  | 1 | 690.0 V | IGBT | 50 Hz | 74.5/79.5/89.5/94/99.5 m | No | 25.0 m/s | 70.0 m/s | fiberglass-reinforced epoxy | conical | painted | Yes |  |  | 16.0 U/min | 85 m/s | Siemens |  |  | 60.0 t | 78.0 t | 73.0 t
1728 | 1728 | 1728 | 1728 | 1728 | 1728 | 1728 | Siemens SWT-3.2-108 - 3,20 MW - Wind turbine | https://en.wind-turbine-models.com/turbines/965-siemens-swt-3.2-108 | 1 | 3,200.0 kW | - | 3.0 m/s | 11.5 m/s | 108.0 m | 9,144.0 m² | 3 | 350.0 W/m² | 2.9 m²/kW | B53 |  | 1 | 690.0 V | IGBT | 50 Hz | 79.5 m | No | 25.0 m/s | 59.5 m/s | fiberglass-reinforced epoxy | conical | painted | Yes |  |  | 16.0 U/min | 90 m/s | Siemens |  |  | 60.0 t | 78.0 t | 75.0 t
1729 | 1729 | 1729 | 1729 | 1729 | 1729 | 1729 | Siemens SWT-3.2-113 - 3,20 MW - Wind turbine | https://en.wind-turbine-models.com/turbines/966-siemens-swt-3.2-113 | 1 | 3,200.0 kW | - | 3.0 m/s | 12.5 m/s | 113.0 m | 10,000.0 m² | 3 | 320.0 W/m² | 3.1 m²/kW | B55 |  | 1 | 690.0 V | IGBT | 50 Hz | 79.5/92.5/99.5/122/142 m | No | 25.0 m/s | 59.5 m/s | fiberglass-reinforced epoxy | conical | painted | Yes |  |  | 15.5 U/min | 92 m/s | Siemens |  |  | 67.0 t | 78.0 t | 75.0 t
1730 | 1730 | 1730 | 1730 | 1730 | 1730 | 1730 | Siemens SWT-3.3-130 - 3,30 MW - Wind turbine | https://en.wind-turbine-models.com/turbines/1004-siemens-swt-3.3-130 | 1 | 3,300.0 kW | - | 4.0 m/s | 12.5 m/s | 130.0 m | 13,300.0 m² | 3 | 248.1 W/m² | 4.0 m²/kW | B63 |  | 1 | 690.0 V | IGBT | 50/60 Hz | 85/110/120/135 m | No | 30.0 m/s | 59.5 m/s | GRE | conical | painted | Yes |  |  | 12.2 U/min | 83 m/s | Siemens
1731 | 1731 | 1731 | 1731 | 1731 | 1731 | 1731 | Siemens SWT-3.3-130 LN - 3,30 MW - Wind turbine | https://en.wind-turbine-models.com/turbines/1467-siemens-swt-3.3-130-ln | 1 | 3,300.0 kW | - | 4.0 m/s | 11.4 m/s | 130.0 m | 13,300.0 m² | 3 | 248.1 W/m² | 4.0 m²/kW | B63 |  | 1.0 | 690.0 V | inverters | 50/60 Hz | 85/135/165 m | No | 25.0 m/s |  | GFRP | conical | painted | Yes |  | IIa | 12.8 U/min | 87 m/s | Siemens
1732 | 1732 | 1732 | 1732 | 1732 | 1732 | 1732 | Siemens SWT-3.6-107 Offshore - 3,60 MW - Wind turbine | https://en.wind-turbine-models.com/turbines/1272-siemens-swt-3.6-107-offshore | 1 | 3,600.0 kW | - | 4.0 m/s | 13.5 m/s | 107.0 m | 9,000.0 m² | 3 | 400.0 W/m² | 2.5 m²/kW | B52 | 3.0 | 1 | 690.0 V | inverters | 50 Hz | 80 m or site-specific m | Yes | 25.0 m/s | 70.0 m/s | GFRP | conical | painted | No |  |  | 13.0 U/min | 73 m/s | Siemens | 1:119 | 1,547.0 U/min | 95.0 t | 125.0 t
1733 | 1733 | 1733 | 1733 | 1733 | 1733 | 1733 | Siemens SWT-3.6-107 Onshore - 3,60 MW - Wind turbine | https://en.wind-turbine-models.com/turbines/102-siemens-swt-3.6-107-onshore | 1 | 3,600.0 kW | - | 3.0 m/s | 13.0 m/s | 107.0 m | 9,000.0 m² | 3 | 400.0 W/m² | 2.5 m²/kW | B52 | 3.0 | 1 | 690.0 V |  | 50 Hz | 80 m | No | 25.0 m/s | 55.0 m/s | GFK | conical | painted | Yes |  |  | 13.0 U/min | 73 m/s | Siemens | 1:119 |  | 95.0 t | 125.0 t | 255.0 t | 475.0 t
1734 | 1734 | 1734 | 1734 | 1734 | 1734 | 1734 | Siemens SWT-3.6-120 DD - 3,60 MW - Wind turbine | https://en.wind-turbine-models.com/turbines/196-siemens-swt-3.6-120-dd | 1 | 3,600.0 kW | - |  |  | 120.0 m | 11,300.0 m² | 3 | 318.6 W/m² | 3.1 m²/kW | [7 empty] | No | [5 empty] | Yes
1735 | 1735 | 1735 | 1735 | 1735 | 1735 | 1735 | Siemens SWT-3.6-120 Offshore - 3,60 MW - Wind turbine | https://en.wind-turbine-models.com/turbines/669-siemens-swt-3.6-120-offshore | 1 | 3,600.0 kW | - | 3.5 m/s | 12.0 m/s | 120.0 m | 11,300.0 m² | 3 | 318.6 W/m² | 3.1 m²/kW | B58 | 3.0 | 1 | 690.0 V |  | 50 Hz | 88/90 m | Yes | 25.0 m/s | 70.0 m/s | GRE | conical | painted | No |  |  | 13.0 U/min | 82 m/s | Siemens | 1:119 |  | 100.0 t | 125.0 t | 210.0 t | 435.0 t
1736 | 1736 | 1736 | 1736 | 1736 | 1736 | 1736 | Siemens SWT-3.6-120 Onshore - 3,60 MW - Wind turbine | https://en.wind-turbine-models.com/turbines/646-siemens-swt-3.6-120-onshore | 1 | 3,600.0 kW | - | 3.0 m/s | 12.5 m/s | 120.0 m | 11,300.0 m² | 3 | 318.6 W/m² | 3.1 m²/kW | B58 | 3.0 | 1 | 690.0 V |  | 50 Hz | 90 m | No | 25.0 m/s | 70.0 m/s | GRE | cylindric/ tapered tubular | painted |  |  |  | 13.0 U/min | 82 m/s | Siemens | 1:119 |  | 100.0 t | 125.0 t
1737 | 1737 | 1737 | 1737 | 1737 | 1737 | 1737 | Siemens SWT-3.6-130 - 3,60 MW - Wind turbine | https://en.wind-turbine-models.com/turbines/1468-siemens-swt-3.6-130 | 1 | 3,600.0 kW | 3,600.0 - 3,700.0 kW | 4.0 m/s | 12.2 m/s | 130.0 m | 13,300.0 m² | 3 | 270.7 W/m² | 3.7 m²/kW | B63 |  | 1.0 | 690.0 V | invertres | 50/60 Hz | 85/115/135/165 m | No | 25.0 m/s | - | GFRP | conical | painted | Yes |  | IIa | 12.8 U/min | 87 m/s | Siemens
1738 | 1738 | 1738 | 1738 | 1738 | 1738 | 1738 | Siemens SWT-4.0-120 - 4,00 MW - Wind turbine | https://en.wind-turbine-models.com/turbines/753-siemens-swt-4.0-120 | 1 | 4,000.0 kW | - | 4.0 m/s | 13.5 m/s | 120.0 m | 11,300.0 m² | 3 | 354.0 W/m² | 2.8 m²/kW | B58 | 3.0 | 1 | 690.0 V | IGBT | 50 Hz | 90 m | No | 32.0 m/s | 70.0 m/s | 58.5 | conical | painted | Yes |  |  | 14.0 U/min | 88 m/s | Siemens | 1:119 | 1,650.0 U/min | 100.0 t | 140.0 t
1739 | 1739 | 1739 | 1739 | 1739 | 1739 | 1739 | Siemens SWT-4.0-130 - 4,00 MW - Wind turbine | https://en.wind-turbine-models.com/turbines/601-siemens-swt-4.0-130 | 1 | 4,000.0 kW | - | 5.0 m/s | 12.0 m/s | 130.0 m | 13,273.0 m² | 3 | 301.4 W/m² | 3.3 m²/kW | B63 | 3.0 | 1 | 690.0 V | IGBT | 50 Hz | 89.5 m | No | 25.0 m/s |  | GFK / Epoxy | conical | painted | Yes |  |  | 13.0 U/min | 88 m/s | Siemens | 1:119
1740 | 1740 | 1740 | 1740 | 1740 | 1740 | 1740 | Siemens SWT-6.0-120 - 6,00 MW - Wind turbine | https://en.wind-turbine-models.com/turbines/159-siemens-swt-6.0-120 | 1 | 6,000.0 kW | - | 3.0 m/s | 12.0 m/s | 120.0 m | 11,500.0 m² | 3 | 521.7 W/m² | 1.9 m²/kW | B58 |  | 1 | 690.0 V | IGBT | 50 Hz | Site-specific m | Yes | 25.0 m/s |  | GFK / Epoxy | conical | painted |  |  |  | 11.0 U/min | 69 m/s | Siemens |  |  |  |  | 190.0 t | 180.0 t | 18.0 t
1741 | 1741 | 1741 | 1741 | 1741 | 1741 | 1741 | Siemens SWT-6.0-154 - 6,00 MW - Wind turbine | https://en.wind-turbine-models.com/turbines/657-siemens-swt-6.0-154 | 1 | 6,000.0 kW | - | 4.0 m/s | 13.0 m/s | 154.0 m | 18,600.0 m² | 3 | 322.6 W/m² | 3.1 m²/kW | B75 |  | 1 | 690.0 V | IGBT | 50 Hz | Site-specific m | Yes | 25.0 m/s | 70.0 m/s | GRE | conical | painted |  |  |  | 11.0 U/min | 89 m/s | Siemens |  |  |  | 360.0 t
1742 | 1742 | 1742 | 1742 | 1742 | 1742 | 1742 | Siemens SWT-7.0-154 - 7,00 MW - Wind turbine | https://en.wind-turbine-models.com/turbines/1102-siemens-swt-7.0-154 | 1 | 7,000.0 kW | - | 3.0 m/s | 13.0 m/s | 154.0 m | 18,600.0 m² | 3 | 376.3 W/m² | 2.7 m²/kW | B75 |  | 1 | 690.0 V | IGBT | 50 Hz | Site-specific m | Yes | 25.0 m/s | 70.0 m/s | GRE | cylindrical / tapered | painted |  |  | Ib |  |  | Siemens
1743 | 1743 | 1743 | 1743 | 1743 | 1743 | 1743 | Siemens SWT-8.0-154 - 8,00 MW - Wind turbine | https://en.wind-turbine-models.com/turbines/1465-siemens-swt-8.0-154 | 1 | 8,000.0 kW | - |  |  | 154.0 m | 18,600.0 m² | 3 | 430.1 W/m² | 2.3 m²/kW | B75 |  | 1 | 690.0 V | inverters | 50 Hz | site-specific m | Yes | 25.0 m/s |  | GRE | conical | painted | [5 empty] | Siemens
1744 | 1744 | 1744 | 1744 | 1744 | 1744 | 1744 | Sinovel SL1500/70 - 1,50 MW - Wind turbine | https://en.wind-turbine-models.com/turbines/1615-sinovel-sl1500-70 | 1 | 1,500.0 kW | - | 3.0 m/s | 11.5 m/s | 70.0 m | 3,879.0 m² | 3 | 386.7 W/m² | 2.6 m²/kW | 34m | 3.0 | 1 | 690.0 V | IGBT | 50 Hz | 65/70 m | No | 25.0 m/s | 80.0 m/s |  | conical | painted | Yes |  | S |  |  |  |  | 1,800.0 U/min
1745 | 1745 | 1745 | 1745 | 1745 | 1745 | 1745 | Sinovel SL1500/77 - 1,50 MW - Wind turbine | https://en.wind-turbine-models.com/turbines/1616-sinovel-sl1500-77 | 1 | 1,500.0 kW | - | 3.0 m/s | 11.0 m/s | 77.0 m | 4,705.0 m² | 3 | 318.8 W/m² | 3.1 m²/kW | 37.5m | 3.0 | 1 | 690.0 V | IGBT | 50 Hz | 65/70 m | No | 25.0 m/s | 59.5 m/s |  | conical | painted | Yes |  | IIa |  |  |  |  | 1,800.0 U/min
1746 | 1746 | 1746 | 1746 | 1746 | 1746 | 1746 | Sinovel SL1500/82 - 1,50 MW - Wind turbine | https://en.wind-turbine-models.com/turbines/1617-sinovel-sl1500-82 | 1 | 1,500.0 kW | - | 3.0 m/s | 10.5 m/s | 82.0 m | 5,398.0 m² | 3 | 277.9 W/m² | 3.6 m²/kW | 40.25m | 3.0 | 1 | 690.0 V | IGBT | 50 Hz | 65/70/80/100 m | No | 25.0 m/s | 59.5 m/s |  | conical | painted | Yes |  | IIa |  |  |  |  | 1,800.0 U/min
1747 | 1747 | 1747 | 1747 | 1747 | 1747 | 1747 | Sinovel SL1500/89 - 1,50 MW - Wind turbine | https://en.wind-turbine-models.com/turbines/289-sinovel-sl1500-89 | 1 | 1,500.0 kW | - | 3.0 m/s | 10.0 m/s | 89.4 m | 6,280.0 m² | 3 | 238.9 W/m² | 4.2 m²/kW | 2 Stage Planetary / 1 Stage parallel shaft |  | 1 | 690.0 V | IGBT Converter | 50 Hz | 70/80 m | No | 25.0 m/s | 52.5 m/s |  |  |  | Yes | [6 empty] | 2,000.0 U/min
1748 | 1748 | 1748 | 1748 | 1748 | 1748 | 1748 | Sinovel SL1500/90 - 1,50 MW - Wind turbine | https://en.wind-turbine-models.com/turbines/1618-sinovel-sl1500-90 | 1 | 1,500.0 kW | - | 3.0 m/s | 10.0 m/s | 90.0 m | 6,421.0 m² | 3 | 233.6 W/m² | 4.3 m²/kW | 43.5m/44m | 3.0 | 1 | 690.0 V | IGBT | 50 Hz | 70/80/100 m | No | 22.0 m/s | 52.5 m/s |  | conical | painted | Yes |  | IIIa |  |  |  |  | 1,800.0 U/min
1749 | 1749 | 1749 | 1749 | 1749 | 1749 | 1749 | Sinovel SL1500/93 - 1,50 MW - Wind turbine | https://en.wind-turbine-models.com/turbines/1619-sinovel-sl1500-93 | 1 | 1,500.0 kW | - | 3.0 m/s | 9.5 m/s | 93.0 m | 6,793.0 m² | 3 | 220.8 W/m² | 4.5 m²/kW | 45.3m | 3.0 | 1 | 690.0 V | IGBT | 50 Hz | 70/80/100 m | No | 20.0 m/s | 52.5 m/s |  | conical | painted | Yes |  | IIIa |  |  |  |  | 1,800.0 U/min
1750 | 1750 | 1750 | 1750 | 1750 | 1750 | 1750 | Sinovel SL2000/100 - 2,00 MW - Wind turbine | https://en.wind-turbine-models.com/turbines/1623-sinovel-sl2000-100 | 1 | 2,000.0 kW | - | 3.0 m/s | 10.5 m/s | 100.0 m | 7,885.0 m² | 3 | 253.6 W/m² | 3.9 m²/kW | 48.8m | 2.0 | 1 | 690.0 V | IGBT | 50 Hz | 80/90/100 m | No | 25.0 m/s | 59.5 m/s |  | conical | painted | Yes |  | IIa |  |  |  |  | 1,800.0 U/min
1751 | 1751 | 1751 | 1751 | 1751 | 1751 | 1751 | Sinovel SL2000/110 - 2,00 MW - Wind turbine | https://en.wind-turbine-models.com/turbines/1624-sinovel-sl2000-110 | 1 | 2,000.0 kW | - | 3.0 m/s | 9.5 m/s | 110.0 m | 9,400.0 m² | 3 | 212.8 W/m² | 4.7 m²/kW | 53.4m | 2.0 | 1 | 690.0 V | IGBT | 50 Hz | 80/90/100 m | No | 25.0 m/s | 52.5 m/s |  | conical | painted | Yes |  | IIIa |  |  |  |  | 1,800.0 U/min
1752 | 1752 | 1752 | 1752 | 1752 | 1752 | 1752 | Sinovel SL2000/116 - 2,00 MW - Wind turbine | https://en.wind-turbine-models.com/turbines/1625-sinovel-sl2000-116 | 1 | 2,000.0 kW | - | 3.0 m/s | 9.0 m/s | 116.0 m | 10,477.0 m² | 3 | 190.9 W/m² | 5.2 m²/kW | 56.5m | 2.0 | 1 | 690.0 V | IGBT | 50 Hz | 80/90/100 m | No | 25.0 m/s | 52.5 m/s |  | conical | painted | Yes |  | S |  |  |  |  | 1,200.0 U/min
1753 | 1753 | 1753 | 1753 | 1753 | 1753 | 1753 | Sinovel SL2000/121 - 2,00 MW - Wind turbine | https://en.wind-turbine-models.com/turbines/1626-sinovel-sl2000-121 | 1 | 2,000.0 kW | - | 3.0 m/s | 8.7 m/s | 121.0 m | 11,518.0 m² | 3 | 173.6 W/m² | 5.8 m²/kW | 59.3m | 2.0 | 1 | 690.0 V | IGBT | 50 Hz | 80/90/100 m | No | 22.0 m/s | 52.5 m/s |  | conical | p | Yes |  | S |  |  |  |  | 1,200.0 U/min
1754 | 1754 | 1754 | 1754 | 1754 | 1754 | 1754 | Sinovel SL3000/90 - 3,00 MW - Wind turbine | https://en.wind-turbine-models.com/turbines/1627-sinovel-sl3000-90 | 1 | 3,000.0 kW | - | 3.0 m/s | 13.0 m/s | 90.0 m | 6,358.0 m² | 3 | 471.8 W/m² | 2.1 m²/kW | 45m | 3.0 | 1 | 690.0 V | IGBT | 50/60 Hz | 80/90 m | Yes | 25.0 m/s | 70.0 m/s |  | conical | painted |  |  | Ia |  |  |  |  | 1,200.0 U/min
1755 | 1755 | 1755 | 1755 | 1755 | 1755 | 1755 | Sinovel SL3000/105 - 3,00 MW - Wind turbine | https://en.wind-turbine-models.com/turbines/1628-sinovel-sl3000-105 | 1 | 3,000.0 kW | - | 3.0 m/s | 12.0 m/s | 105.0 m | 8,654.0 m² | 3 | 346.7 W/m² | 2.9 m²/kW | 50.3m | 3.0 | 1 | 690.0 V | IGBT | 50/60 Hz | 80/90/100/110 m | Yes | 25.0 m/s | 59.5 m/s |  | conical | painted |  |  | IIa |  |  |  |  | 1,200.0 U/min
1756 | 1756 | 1756 | 1756 | 1756 | 1756 | 1756 | Sinovel SL3000/113 - 3,00 MW - Wind turbine | https://en.wind-turbine-models.com/turbines/41-sinovel-sl3000-113 | 1 | 3,000.0 kW | - | 3.0 m/s | 11.0 m/s | 113.0 m | 10,023.0 m² | 3 | 299.3 W/m² | 3.3 m²/kW | 55m | 3.0 | 1 | 690.0 V | IGBT | 50/60 Hz | 90/100/110 m | Yes | 25.0 m/s | 52.5 m/s |  | conical | painted |  |  | IIIa |  |  |  |  | 1,200.0 U/min
1757 | 1757 | 1757 | 1757 | 1757 | 1757 | 1757 | Sinovel SL3000/121 - 3,00 MW - Wind turbine | https://en.wind-turbine-models.com/turbines/1629-sinovel-sl3000-121 | 1 | 3,000.0 kW | - | 3.0 m/s | 10.5 m/s | 121.0 m | 11,493.0 m² | 3 | 261.0 W/m² | 3.8 m²/kW | 58.3m | 3.0 | 1 | 690.0 V | IGBT | 50/60 Hz | 90/100/110 m | Yes |  | 52.5 m/s |  | conical | painted |  |  | IIIa |  |  |  |  | 1,200.0 U/min
1758 | 1758 | 1758 | 1758 | 1758 | 1758 | 1758 | Sinovel SL5000/128 - 5,00 MW - Wind turbine | https://en.wind-turbine-models.com/turbines/290-sinovel-sl5000-128 | 1 | 5,000.0 kW | - | 3.5 m/s | 12.5 m/s | 128.0 m | 12,861.0 m² | 3 | 388.8 W/m² | 2.6 m²/kW | 62m | 1.0 |  | 6,300.0 V | IGBT | 50 Hz | 100 m | Yes | 25.0 m/s | 70.0 m/s |  | conical | painted |  |  | Ia |  |  |  |  | 1,200.0 U/min
1759 | 1759 | 1759 | 1759 | 1759 | 1759 | 1759 | Sinovel SL5000/155 - 5,00 MW - Wind turbine | https://en.wind-turbine-models.com/turbines/1630-sinovel-sl5000-155 | 1 | 5,000.0 kW | - | 3.5 m/s | 10.0 m/s | 155.0 m | 18,617.0 m² | 3 | 268.6 W/m² | 3.7 m²/kW | 75m | 1.0 |  | 6,300.0 V | IGBT | 50 Hz | 110 m | Yes | 25.0 m/s | 59.5 m/s |  | conical | painted |  |  | S |  |  |  |  | 1,200.0 U/min
1760 | 1760 | 1760 | 1760 | 1760 | 1760 | 1760 | Sinovel SL6000/128 - 6,00 MW - Wind turbine | https://en.wind-turbine-models.com/turbines/1631-sinovel-sl6000-128 | 1 | 6,000.0 kW | - | 3.5 m/s | 13.0 m/s | 128.0 m | 12,861.0 m² | 3 | 466.5 W/m² | 2.1 m²/kW | 62m |  |  | 6,300.0 V | IGBT | 50 Hz | 100 m | Yes | 25.0 m/s | 70.0 m/s |  | conical | painted |  |  | Ia |  |  |  |  | 1,200.0 U/min
1761 | 1761 | 1761 | 1761 | 1761 | 1761 | 1761 | Sinovel SL6000/155 - 6,00 MW - Wind turbine | https://en.wind-turbine-models.com/turbines/1632-sinovel-sl6000-155 | 1 | 6,000.0 kW | - | 3.5 m/s | 11.0 m/s | 155.0 m | 18,617.0 m² | 3 | 322.3 W/m² | 3.1 m²/kW | 75m |  |  | 6,300.0 V | IGBT | 50 Hz | 110 m | Yes | 25.0 m/s | 59.5 m/s |  | conical | painted |  |  | IIa |  |  |  |  | 1,200.0 U/min
1762 | 1762 | 1762 | 1762 | 1762 | 1762 | 1762 | Lawson - Tancred Aerogenerator - 30,00 kW - Wind turbine | https://en.wind-turbine-models.com/turbines/2122-lawson-tancred-aerogenerator | 1 | 30.0 kW | - | 3.0 m/s | 8.9 m/s | 17.0 m | 227.0 m² | 3 | 132.2 W/m² | 7.6 m²/kW | alternator system with disel generator |  | 1 |  |  |  | 12 m | No | 25.0 m/s |  | hollow fibreglass panels fixed to a steel frame |  | hot dip galvanized | Yes | [12 empty] | 1977
1763 | 1763 | 1763 | 1763 | 1763 | 1763 | 1763 | Siva 250/50 - 250,00 kW - Wind turbine | https://en.wind-turbine-models.com/turbines/477-siva-250-50 | 1 | 250.0 kW | - | 4.0 m/s | 14.0 m/s | 30.0 m | 707.0 m² | 3 | 353.6 W/m² | 2.8 m²/kW | LM 13.4 | 3.0 | 1 | 415.0 V | Thyristor | 50 Hz | 30/48.4 m | No | 25.0 m/s | 52.5 m/s | GFK | conical | galvanized | Yes |  |  | 40.0 U/min | 63 m/s | LM Glasfieber | 1:38 | 1,511.0 U/min | 3.9 t | 10.5 t | 25.5 t | 39.9 t
1764 | 1764 | 1764 | 1764 | 1764 | 1764 | 1764 | SkySails 55 kW Functional Model - 55,00 kW - Wind turbine | https://en.wind-turbine-models.com/turbines/1263-skysails-55-kw-functional-model | 1 | 55.0 kW | - |  | 5.0 m/s | 7.0 m | 20.0 m² | 1 | 2,750.0 W/m² | 0.4 m²/kW | Rope | [5 empty] | 350 m | Yes |  |  | Polyamid | [7 empty] | SkySails | [5 empty] | 3.0 t
1765 | 1765 | 1765 | 1765 | 1765 | 1765 | 1765 | SkyWind 3.4 - 3,40 MW - Wind turbine | https://en.wind-turbine-models.com/turbines/1427-skywind-3.4 | 1 | 3,400.0 kW | - |  |  | 107.0 m | 8,992.0 m² | 2 | 378.1 W/m² | 2.6 m²/kW | planetary | 2.0 | 1 | 3,300.0 V | IGBT | 50/60 Hz | 133.5 m | Yes | [6 empty] | III |  | 17.0 U/min | 95 m/s | Ventur | [7 empty] | 2015
1766 | 1766 | 1766 | 1766 | 1766 | 1766 | 1766 | SkyWolf Wind Solar Hybrid - 3,50 kW - Wind turbine | https://en.wind-turbine-models.com/turbines/2058-skywolf-wind-solar-hybrid | 1 | 3.5 kW | 3.5 - 5.0 kW | 2.2 m/s | 10.0 m/s | 2.4 m | 7.7 m² | 6 | 454.5 W/m² | 2.2 m²/kW | without gearbox |  | 1 |  |  |  | 7.6 m | No | - |  |  |  |  | Yes | [7 empty] | 0.1 t
1767 | 1767 | 1767 | 1767 | 1767 | 1767 | 1767 | Smedemester Mølle Birkum - 22,00 kW - Wind turbine | https://en.wind-turbine-models.com/turbines/228-smedemester-m-lle-birkum | 1 | 22.0 kW | - |  |  | 10.0 m |  |  | 0.0 W/m² | 0.0 m²/kW | Lattice | [5 empty] | 18.5 m | No | [5 empty] | Yes
1768 | 1768 | 1768 | 1768 | 1768 | 1768 | 1768 | Smedemester Mølle Borbjerg - 22,00 kW - Wind turbine | https://en.wind-turbine-models.com/turbines/672-smedemester-m-lle-borbjerg | 1 | 22.0 kW | - |  |  | 11.0 m | 95.0 m² | 3 | 231.6 W/m² | 4.3 m²/kW | [6 empty] | 18 m | No | [5 empty] | Yes
1769 | 1769 | 1769 | 1769 | 1769 | 1769 | 1769 | Smedemester Mølle Hurup Thy Mølle - Wind turbine | https://en.wind-turbine-models.com/turbines/997-smedemester-m-lle-hurup-thy-m-lle | 1 | - | [6 empty] | 0.0 W/m² | 0.0 m²/kW | [7 empty] | No | [5 empty] | Yes
1770 | 1770 | 1770 | 1770 | 1770 | 1770 | 1770 | Smedemester Mølle Mølle - Wind turbine | https://en.wind-turbine-models.com/turbines/880-smedemester-m-lle-m-lle | 1 | - | [6 empty] | 0.0 W/m² | 0.0 m²/kW | [7 empty] | No | [5 empty] | Yes
1771 | 1771 | 1771 | 1771 | 1771 | 1771 | 1771 | Smedemester Mølle Møn´s Energiservice I/S - 150,00 kW - Wind turbine | https://en.wind-turbine-models.com/turbines/227-smedemester-m-lle-m-n-s-energiservice-i-s | 1 | 150.0 kW | - |  |  | 21.8 m |  |  | 0.0 W/m² | 0.0 m²/kW | Lattice | [5 empty] | 24 m | No | [5 empty] | Yes
1772 | 1772 | 1772 | 1772 | 1772 | 1772 | 1772 | Smedemester Mølle Pedholt Mølle - Wind turbine | https://en.wind-turbine-models.com/turbines/663-smedemester-m-lle-pedholt-m-lle | 1 | - | [6 empty] | 0.0 W/m² | 0.0 m²/kW | [7 empty] | No | [5 empty] | Yes
1773 | 1773 | 1773 | 1773 | 1773 | 1773 | 1773 | Smedemester Mølle Smedemestermolle - 22,00 kW - Wind turbine | https://en.wind-turbine-models.com/turbines/127-smedemester-m-lle-smedemestermolle | 1 | 22.0 kW | - |  |  | 10.0 m |  |  | 0.0 W/m² | 0.0 m²/kW | [7 empty] | No | [5 empty] | Yes
1774 | 1774 | 1774 | 1774 | 1774 | 1774 | 1774 | Smedemester Mølle Søgren Maskinfabrik A/S - 18,00 kW - Wind turbine | https://en.wind-turbine-models.com/turbines/253-smedemester-m-lle-s-gren-maskinfabrik-a-s | 1 | 18.0 kW | - |  |  | 11.0 m | 95.0 m² | 3 | 189.5 W/m² | 5.3 m²/kW | [6 empty] | 18.0 m | No | [5 empty] | Yes
1775 | 1775 | 1775 | 1775 | 1775 | 1775 | 1775 | Smedemester Mølle Sønderhå - 22,00 kW - Wind turbine | https://en.wind-turbine-models.com/turbines/230-smedemester-m-lle-s-nderh | 1 | 22.0 kW | - |  |  | 10.7 m |  |  | 0.0 W/m² | 0.0 m²/kW | Lattice | [5 empty] | 18.5 m | No | [5 empty] | Yes |  |  | 73.0 U/min | 41 m/s
1776 | 1776 | 1776 | 1776 | 1776 | 1776 | 1776 | Smedemester Mølle Tjele Mølle - 11,00 kW - Wind turbine | https://en.wind-turbine-models.com/turbines/1464-smedemester-m-lle-tjele-m-lle | 1 | 11.0 kW | - |  |  | 10.0 m | 78.5 m² | 3 | 140.1 W/m² | 7.1 m²/kW | lattice | [5 empty] | 10 m | No |  |  | GFRP |  |  | Yes
1777 | 1777 | 1777 | 1777 | 1777 | 1777 | 1777 | Smedemester Mølle Ydby - 22,00 kW - Wind turbine | https://en.wind-turbine-models.com/turbines/229-smedemester-m-lle-ydby | 1 | 22.0 kW | - |  |  | 10.7 m |  |  | 0.0 W/m² | 0.0 m²/kW | Lattice | [5 empty] | 18.5 m | No | [5 empty] | Yes |  |  | 73.0 U/min | 41 m/s
1778 | 1778 | 1778 | 1778 | 1778 | 1778 | 1778 | Smedemester Mølle Øster Vrøgum Mølle - 22,00 kW - Wind turbine | https://en.wind-turbine-models.com/turbines/990-smedemester-m-lle-ster-vr-gum-m-lle | 1 | 22.0 kW | - |  |  |  |  | 3 | 0.0 W/m² | 0.0 m²/kW | concrete tripod | [6 empty] | No | [5 empty] | Yes
1779 | 1779 | 1779 | 1779 | 1779 | 1779 | 1779 | Smedemester Mølle Hørby 18 - 18,00 kW - Wind turbine | https://en.wind-turbine-models.com/turbines/700-smedemester-m-lle-h-rby-18 | 1 | 18.0 kW | - | [5 empty] | 0.0 W/m² | 0.0 m²/kW | [7 empty] | No | [5 empty] | Yes
1780 | 1780 | 1780 | 1780 | 1780 | 1780 | 1780 | Smith Putnam Prototyp - 1,25 MW - Wind turbine | https://en.wind-turbine-models.com/turbines/25-smith-putnam-prototyp | 1 | 1,250.0 kW | - | 8.5 m/s | 13.5 m/s | 53.0 m | 2,206.2 m² | 2 | 566.6 W/m² | 1.8 m²/kW | N.A.C.A. 4418 |  | 1 | 2,400.0 V |  |  | 35.6 m | No | 26.5 m/s |  | steel |  | hot dip galvanized | Yes |  |  | 28.0 U/min | 78 m/s | American Bridge Co. / Edward G. Budd Manufacturing |  | 600.0 U/min | [5 empty] | 1941 | 8.0 t
1781 | 1781 | 1781 | 1781 | 1781 | 1781 | 1781 | Solacity Eoltec Scirocco - 6,00 kW - Wind turbine | https://en.wind-turbine-models.com/turbines/1374-solacity-eoltec-scirocco | 1 | 6.0 kW | - | 2.7 m/s | 11.5 m/s | 5.6 m | 24.6 m² | 2 | 243.9 W/m² | 4.1 m²/kW | direct drive |  | 1 | 240.0 V | inverters | 50/60 Hz |  | No |  | 60.0 m/s | fiberglass-epoxy blades. aluminum root inserts | cylindrical |  | Yes |  |  | 245.0 U/min | 72 m/s |  |  |  |  | 0.2 t
1782 | 1782 | 1782 | 1782 | 1782 | 1782 | 1782 | Solener 2.000 - 2,00 kW - Wind turbine | https://en.wind-turbine-models.com/turbines/2439-solener-2.000 | 1 | 2.0 kW | - | 2.5 m/s | 11.5 m/s | 2.8 m | 6.2 m² | 3 | 322.6 W/m² | 3.1 m²/kW | 1.2m blades |  | 1 | 400.0 V | star | 50 Hz | 9 / 12 / 15 m | Yes | 25.0 m/s |  | carbon fiber. glassfiber & epoxy | varied | hot-galvanized |  |  |  | 450.0 U/min | 67 m/s |  |  |  |  | 0.1 t
1783 | 1783 | 1783 | 1783 | 1783 | 1783 | 1783 | Solener 3.000 - 3,00 kW - Wind turbine | https://en.wind-turbine-models.com/turbines/2440-solener-3.000 | 1 | 3.0 kW | - | 2.5 m/s | 11.5 m/s | 4.0 m | 12.8 m² | 3 | 234.4 W/m² | 4.3 m²/kW | 2.0m blades |  | 1 | 400.0 V | star | 50 Hz | 9 / 12 / 15 m | Yes | 25.0 m/s |  | carbon fiber. glassfiber & epoxy | varied | hot-galvanized |  |  |  | 450.0 U/min | 94 m/s |  |  |  |  | 0.2 t
1784 | 1784 | 1784 | 1784 | 1784 | 1784 | 1784 | Solener 5.000 - 5,00 kW - Wind turbine | https://en.wind-turbine-models.com/turbines/2441-solener-5.000 | 1 | 5.0 kW | - | 2.5 m/s | 11.0 m/s | 4.5 m | 15.9 m² | 3 | 314.5 W/m² | 3.2 m²/kW | 2m blades |  | 1 | 400.0 V | star | 50 Hz | 9 / 12 / 15 m | Yes | 25.0 m/s |  | carbon fiber. glassfiber & epoxy | varied | hot-galvanized | [9 empty] | 0.2 t
1785 | 1785 | 1785 | 1785 | 1785 | 1785 | 1785 | Solener 10.000 - 10,00 kW - Wind turbine | https://en.wind-turbine-models.com/turbines/2442-solener-10.000 | 1 | 10.0 kW | - | 2.5 m/s | 12.0 m/s | 5.1 m | 20.0 m² | 3 | 500.0 W/m² | 2.0 m²/kW | 2.45m blades |  | 1 | 400.0 V | star | 50 Hz | 9 / 12 / 15 m | Yes | 25.0 m/s |  | carbon fiber. glassfiber & epoxy | varied | hot-galvanized | [9 empty] | 0.2 t
1786 | 1786 | 1786 | 1786 | 1786 | 1786 | 1786 | Solener 15.000 - 15,00 kW - Wind turbine | https://en.wind-turbine-models.com/turbines/2443-solener-15.000 | 1 | 15.0 kW | - | 2.5 m/s | 13.0 m/s | 6.8 m | 36.0 m² | 3 | 416.7 W/m² | 2.4 m²/kW | 3.2m blades |  | 1 | 400.0 V | star | 50 Hz | 9 / 12 / 15 m | Yes | 25.0 m/s |  | carbon fiber. glassfiber & epoxy | varied | hot-galvanized | [9 empty] | 0.3 t
1787 | 1787 | 1787 | 1787 | 1787 | 1787 | 1787 | Solener 1.000 - 1,00 kW - Wind turbine | https://en.wind-turbine-models.com/turbines/2438-solener-1.000 | 1 | 1.0 kW | - | 2.5 m/s | 11.0 m/s | 2.4 m | 4.6 m² | 3 | 217.4 W/m² | 4.6 m²/kW | 1.2m blades |  | 1 | 400.0 V | star | 50 Hz | 9 / 12 / 15 m | Yes | 25.0 m/s |  | carbon fiber. glassfiber & epoxy | varied | hot-galvanized |  |  |  | 450.0 U/min | 57 m/s |  |  |  |  | 0.1 t
1788 | 1788 | 1788 | 1788 | 1788 | 1788 | 1788 | Solid Wind SWP-19.8 - 19,80 kW - Wind turbine | https://en.wind-turbine-models.com/turbines/1474-solid-wind-swp-19.8 | 1 | 19.8 kW | - | 3.0 m/s | 10.0 m/s | 14.0 m | 154.0 m² | 3 | 128.6 W/m² | 7.8 m²/kW | induction |  | 2 | 400.0 V |  | 50 Hz | 18 m | No | 25.0 m/s | 52.5 m/s | GFRP | conical | painted | Yes |  |  | 50.0 U/min | 37 m/s | RMV | 1:20 | 1,000.0 U/min | 0.4 t | 1.5 t
1789 | 1789 | 1789 | 1789 | 1789 | 1789 | 1789 | Solid Wind SWP-20 - 20,00 kW - Wind turbine | https://en.wind-turbine-models.com/turbines/1475-solid-wind-swp-20 | 1 | 20.0 kW | - | 3.0 m/s | 10.0 m/s | 14.0 m | 154.0 m² | 3 | 129.9 W/m² | 7.7 m²/kW | induction |  | 2 | 400.0 V |  | 50 Hz | 18/24/30 m | No | 25.0 m/s | 52.5 m/s | GFRP |  |  | Yes |  |  | 50.0 U/min | 37 m/s | RMV |  | 1,000.0 U/min | 0.4 t | 1,350.0 t
1790 | 1790 | 1790 | 1790 | 1790 | 1790 | 1790 | Solid Wind SWP-25 - 25,00 kW - Wind turbine | https://en.wind-turbine-models.com/turbines/995-solid-wind-swp-25 | 1 | 25.0 kW | - | 3.0 m/s | 11.0 m/s | 14.0 m | 154.0 m² | 3 | 162.3 W/m² | 6.2 m²/kW | Asynchronus |  | 2.0 | 400.0 V |  | 50.0 Hz | 18.0 m | No | 25.0 m/s | 52.5 m/s | GFK | conical | painted | Yes |  |  | 50.0 U/min | 37 m/s | Solid Production | 1:20 | 1,000.0 U/min | 0.4 t | 1.5 t
1791 | 1791 | 1791 | 1791 | 1791 | 1791 | 1791 | Solutions 4 Energy 30K16 - 30,00 kW - Wind turbine | https://en.wind-turbine-models.com/turbines/2126-solutions-4-energy-30k16 | 1 | 30.0 kW | - | 3.0 m/s | 10.0 m/s | 15.9 m | 199.6 m² | 3 | 150.3 W/m² | 6.7 m²/kW | direct drive |  | 1 | 400.0 V | IGBT | 50 Hz | 22 / 33 / 42 m | No | 19.0 m/s |  |  |  |  | Yes |  | S | 74.0 U/min | 62 m/s | Baumüller |  |  |  | 3.5 t |  |  |  | 2018
1792 | 1792 | 1792 | 1792 | 1792 | 1792 | 1792 | Solutions 4 Energy 30K20 - 30,00 kW - Wind turbine | https://en.wind-turbine-models.com/turbines/2127-solutions-4-energy-30k20 | 1 | 30.0 kW | - | 3.0 m/s | 9.0 m/s | 19.5 m | 299.9 m² | 3 | 100.0 W/m² | 10.0 m²/kW | direct drive |  | 1 | 400.0 V | IGBT | 50 Hz | 22 / 33 / 42 m | No | 15.0 m/s |  |  |  |  | Yes |  | S | 70.0 U/min | 72 m/s | Baumüller |  |  |  | 3.6 t
1793 | 1793 | 1793 | 1793 | 1793 | 1793 | 1793 | Sonebjerg SM 22 - 22,00 kW - Wind turbine | https://en.wind-turbine-models.com/turbines/2179-sonebjerg-sm-22 | 1 | 22.0 kW | - |  |  | 10.0 m | 78.5 m² | 3 | 280.3 W/m² | 3.6 m²/kW | helical | [5 empty] | 12 / 18 m | No |  |  | glass-fibre |  |  | Yes
1794 | 1794 | 1794 | 1794 | 1794 | 1794 | 1794 | Sonebjerg SM 30 - 30,00 kW - Wind turbine | https://en.wind-turbine-models.com/turbines/1276-sonebjerg-sm-30 | 1 | 30.0 kW | - |  |  | 10.0 m | 78.5 m² | 3 | 382.2 W/m² | 2.6 m²/kW | helical |  | 1 | 400.0 V | thyristors | 50 Hz | 18 m | No |  |  | glass-fibre |  |  | Yes
1795 | 1795 | 1795 | 1795 | 1795 | 1795 | 1795 | Sonebjerg SM 45 - 45,00 kW - Wind turbine | https://en.wind-turbine-models.com/turbines/2180-sonebjerg-sm-45 | 1 | 45.0 kW | - |  |  | 12.0 m | 113.0 m² | 3 | 398.2 W/m² | 2.5 m²/kW | helical | [5 empty] | 12 / 18 m | No |  |  | glass-fibre |  |  | Yes
1796 | 1796 | 1796 | 1796 | 1796 | 1796 | 1796 | Sonebjerg SM 55 - 55,00 kW - Wind turbine | https://en.wind-turbine-models.com/turbines/2181-sonebjerg-sm-55 | 1 | 55.0 kW | - |  |  | 14.0 m | 154.0 m² | 3 | 357.1 W/m² | 2.8 m²/kW | helical | [5 empty] | 12 / 18 / 22.5 m | No |  |  | glass-fibre |  |  | Yes
1797 | 1797 | 1797 | 1797 | 1797 | 1797 | 1797 | SWL GWL 225/40 - 225,00 kW - Wind turbine | https://en.wind-turbine-models.com/turbines/454-swl-gwl-225-40 | 1 | 225.0 kW | - | 4.0 m/s | 15.0 m/s | 29.8 m | 698.0 m² | 3 | 322.3 W/m² | 3.1 m²/kW | Spur | 2.0 | 1 | 400.0 V | Thyristor | 50 Hz | 43.7 m | No | 25.0 m/s | 60.0 m/s | GFK | conical | galvanized | Yes |  |  | 37.5 U/min | 59 m/s |  | 1:40 | 1,500.0 U/min
1798 | 1798 | 1798 | 1798 | 1798 | 1798 | 1798 | Soyut Soyut Wind 1 - 1,00 kW - Wind turbine | https://en.wind-turbine-models.com/turbines/1334-soyut-soyut-wind-1 | 1 | 1.0 kW | - | 3.0 m/s | 12.0 m/s | 2.6 m | 5.3 m² | 3 | 188.0 W/m² | 5.3 m²/kW | direct drive |  | 1 | 48.0 V | inverters | 50 Hz | 8/10 m | No | 40.0 m/s |  | wood epoxy |  |  | Yes
1799 | 1799 | 1799 | 1799 | 1799 | 1799 | 1799 | Soyut Soyut Wind 3 - 3,00 kW - Wind turbine | https://en.wind-turbine-models.com/turbines/1333-soyut-soyut-wind-3 | 1 | 3.0 kW | - | 3.0 m/s | 12.0 m/s | 4.5 m | 16.0 m² | 3 | 188.0 W/m² | 5.3 m²/kW | direct drive |  | 1 | 48.0 V | inverters | 50 Hz | 8/10 m | No | 40.0 m/s |  | wood epoxy | conical | painted | Yes |  |  |  |  | Soyut
1800 | 1800 | 1800 | 1800 | 1800 | 1800 | 1800 | Soyut Soyut Wind 5 - 5,00 kW - Wind turbine | https://en.wind-turbine-models.com/turbines/1332-soyut-soyut-wind-5 | 1 | 5.0 kW | - | 3.0 m/s | 12.0 m/s | 5.8 m | 26.6 m² | 3 | 188.0 W/m² | 5.3 m²/kW | direct drive |  | 1 | 48.0 V |  | 50 Hz | 10/12 m | No | 25.0 m/s |  | wood epoxy | conical | painted | Yes |  |  |  |  | Soyut
1801 | 1801 | 1801 | 1801 | 1801 | 1801 | 1801 | Soyut Soyut Wind 10 - 10,00 kW - Wind turbine | https://en.wind-turbine-models.com/turbines/1331-soyut-soyut-wind-10 | 1 | 10.0 kW | - | 3.0 m/s | 12.0 m/s | 8.2 m | 53.2 m² | 3 | 188.0 W/m² | 5.3 m²/kW | direct drive |  | 1 | 48.0 V | inverters | 50 Hz | 12/15 m | No | 25.0 m/s |  | wood epoxy | conical | painted | Yes |  |  |  |  | Soyut
1802 | 1802 | 1802 | 1802 | 1802 | 1802 | 1802 | Soyut Soyut Wind 20 - 20,00 kW - Wind turbine | https://en.wind-turbine-models.com/turbines/1330-soyut-soyut-wind-20 | 1 | 20.0 kW | - | 3.0 m/s | 12.0 m/s | 11.6 m | 106.4 m² | 3 | 188.0 W/m² | 5.3 m²/kW | direct drive |  | 1 | 48.0 V | inverters | 50 Hz | 18/20 m | No | 25.0 m/s |  | wood epoxy | conical | painted | Yes |  |  |  |  | Soyut
1803 | 1803 | 1803 | 1803 | 1803 | 1803 | 1803 | Soyut Soyut Wind 30 - 30,00 kW - Wind turbine | https://en.wind-turbine-models.com/turbines/1329-soyut-soyut-wind-30 | 1 | 30.0 kW | - | 3.0 m/s | 12.5 m/s | 11.6 m | 106.4 m² | 3 | 282.0 W/m² | 3.5 m²/kW | synchronous permanent |  | 1 | 48.0 V | inverters | 50 Hz | 18/20 m | No | 25.0 m/s |  | wood epoxy | conical | painted | Yes |  |  |  |  | Soyut
1804 | 1804 | 1804 | 1804 | 1804 | 1804 | 1804 | Soyut Soyut Wind 50 - 50,00 kW - Wind turbine | https://en.wind-turbine-models.com/turbines/1328-soyut-soyut-wind-50 | 1 | 50.0 kW | - | 3.0 m/s | 12.0 m/s | 15.0 m | 156.0 m² | 3 | 320.5 W/m² | 3.1 m²/kW | induction |  | 1 | 400.0 V |  | 50 Hz | 20/25 m | No | 25.0 m/s |  | wood epoxy | conical | painted | Yes |  |  |  |  | Soyut
1805 | 1805 | 1805 | 1805 | 1805 | 1805 | 1805 | Soyut Soyut Wind 100 - 100,00 kW - Wind turbine | https://en.wind-turbine-models.com/turbines/1327-soyut-soyut-wind-100 | 1 | 100.0 kW | - | 3.0 m/s | 12.0 m/s | 26.0 m | 532.0 m² | 3 | 188.0 W/m² | 5.3 m²/kW | 12.5m |  | 1 | 400.0 V |  | 50 Hz | 40 m | No | 25.0 m/s |  | wood epoxy | conical | painted | Yes |  |  |  |  | Soyut
1806 | 1806 | 1806 | 1806 | 1806 | 1806 | 1806 | Soyut Soyut Wind 200 - 200,00 kW - Wind turbine | https://en.wind-turbine-models.com/turbines/1326-soyut-soyut-wind-200 | 1 | 200.0 kW | - | 3.0 m/s | 12.0 m/s | 36.8 m | 1,064.0 m² | 3 | 188.0 W/m² | 5.3 m²/kW | 18m |  | 1 | 400.0 V |  | 50 Hz | 45 m | No | 25.0 m/s |  | Glassfiber Composite | conical | painted | Yes |  |  |  |  | Soyut
1807 | 1807 | 1807 | 1807 | 1807 | 1807 | 1807 | Soyut Soyut Wind 250 - 250,00 kW - Wind turbine | https://en.wind-turbine-models.com/turbines/1325-soyut-soyut-wind-250 | 1 | 250.0 kW | - | 3.0 m/s | 12.0 m/s | 41.2 m | 1,330.0 m² | 3 | 188.0 W/m² | 5.3 m²/kW | 20m |  | 1 | 400.0 V |  | 50 Hz | 45 m | No | 25.0 m/s |  | Glassfiber Composite | conical | painted | Yes |  |  |  |  | Soyut
1808 | 1808 | 1808 | 1808 | 1808 | 1808 | 1808 | Soyut Soyut Wind 500 - 500,00 kW - Wind turbine | https://en.wind-turbine-models.com/turbines/1324-soyut-soyut-wind-500 | 1 | 500.0 kW | - | 3.0 m/s | 12.0 m/s | 39.2 m | 1,208.0 m² | 3 | 413.9 W/m² | 2.4 m²/kW | 19m |  | 1 | 400.0 V |  | 50 Hz | 50 m | No | 25.0 m/s |  | Glassfiber Composite | conical | painted | Yes |  |  |  |  | Soyut
1809 | 1809 | 1809 | 1809 | 1809 | 1809 | 1809 | Soyut Soyut Wind 1000 - 1,00 MW - Wind turbine | https://en.wind-turbine-models.com/turbines/1323-soyut-soyut-wind-1000 | 1 | 1,000.0 kW | - | 3.0 m/s | 12.0 m/s | 55.5 m | 2,415.0 m² | 3 | 414.1 W/m² | 2.4 m²/kW | 27m |  | 1 | 400.0 V |  | 50 Hz | 65 m | No | 25.0 m/s |  | Glassfiber Composite | conical | painted | Yes |  |  |  |  | Soyut
1810 | 1810 | 1810 | 1810 | 1810 | 1810 | 1810 | Soyut Soyut Wind 1650 - 1,65 MW - Wind turbine | https://en.wind-turbine-models.com/turbines/1322-soyut-soyut-wind-1650 | 1 | 1,650.0 kW | - | 4.0 m/s | 12.0 m/s | 65.5 m | 3,365.0 m² | 3 | 490.3 W/m² | 2.0 m²/kW | 32m |  | 1 | 690.0 V |  | 50 Hz | 65 m | No | 25.0 m/s |  | Glassfiber Composite | conical | painted | Yes |  |  |  |  | Soyut
1811 | 1811 | 1811 | 1811 | 1811 | 1811 | 1811 | Søgren Maskinfabrik Søgren - 18,00 kW - Wind turbine | https://en.wind-turbine-models.com/turbines/1011-s-gren-maskinfabrik-s-gren | 1 | 18.0 kW | - |  |  | 11.0 m | 95.0 m² | 3 | 189.5 W/m² | 5.3 m²/kW | helical | [5 empty] | 18 m | No |  |  |  | conical |  | Yes | [12 empty] | 1986
1812 | 1812 | 1812 | 1812 | 1812 | 1812 | 1812 | SRC Green Power SRC 31-250 - 250,00 kW - Wind turbine | https://en.wind-turbine-models.com/turbines/463-src-green-power-src-31-250 | 1 | 250.0 kW | - | 4.0 m/s | 13.0 m/s | 31.0 m | 755.0 m² | 3 | 331.1 W/m² | 3.0 m²/kW | 13.4 | 2.0 | 1 | 400.0 V | Thyristor | 50 Hz | 30/36/46/50 m | No | 25.0 m/s | 67.0 m/s | GFRP | conical | galvanized | Yes |  |  | 41.2 U/min | 67 m/s |  | 1:37 | 1,509.0 U/min | 5.5 t | 8.5 t | 32.0 t | 46.0 t
1813 | 1813 | 1813 | 1813 | 1813 | 1813 | 1813 | Stokmøllen Savmøllen - Wind turbine | https://en.wind-turbine-models.com/turbines/1721-stokm-llen-savm-llen | 1 | - | [5 empty] | 6 | 0.0 W/m² | 0.0 m²/kW | [7 empty] | No |  |  | wood / metal |  |  | Yes | [12 empty] | 2013
1814 | 1814 | 1814 | 1814 | 1814 | 1814 | 1814 | Stokmøllen Østerklit - Wind turbine | https://en.wind-turbine-models.com/turbines/2369-stokm-llen-sterklit | 1 | - | [6 empty] | 0.0 W/m² | 0.0 m²/kW | [7 empty] | No | [5 empty] | Yes | [12 empty] | 1677
1815 | 1815 | 1815 | 1815 | 1815 | 1815 | 1815 | Stoma ST-K60/D22 - 60,00 kW - Wind turbine | https://en.wind-turbine-models.com/turbines/1608-stoma-st-k60-d22 | 1 | 60.0 kW | - | 2.5 m/s | 9.8 m/s | 21.8 m | 373.0 m² | 3 | 160.9 W/m² | 6.2 m²/kW | direct drive |  | 1 | 300.0 V | inverter | 22.9 Hz | 33.5 m | No | 25.0 m/s |  | carbon fibre reinforced fibreglass | conical | hot dip galvanized | Yes |  |  | 60.0 U/min | 68 m/s |  |  |  |  | 5.3 t
1816 | 1816 | 1816 | 1816 | 1816 | 1816 | 1816 | Stoma ST-K100/D22 - 100,00 kW - Wind turbine | https://en.wind-turbine-models.com/turbines/1609-stoma-st-k100-d22 | 1 | 100.0 kW | - | 2.5 m/s | 8.5 m/s | 22.0 m | 380.0 m² | 3 | 263.2 W/m² | 3.8 m²/kW | direct drive |  | 1 | 400.0 V | inverters | 30 Hz | 35 m | No | 25.0 m/s |  | carbon fibre reinforced fibreglass | conical | hot dip galvanized | Yes |  |  | 45.0 U/min | 52 m/s |  |  |  |  | 5.3 t
1817 | 1817 | 1817 | 1817 | 1817 | 1817 | 1817 | Stoma ST-K200/D32 - 200,00 kW - Wind turbine | https://en.wind-turbine-models.com/turbines/1610-stoma-st-k200-d32 | 1 | 200.0 kW | - | 2.5 m/s | 9.3 m/s | 32.0 m | 804.0 m² | 3 | 248.8 W/m² | 4.0 m²/kW | direct drive |  | 1 | 400.0 V | inverters | 50 Hz | 47 m | No | 25.0 m/s |  | fibreglass | conical | painted | Yes |  |  | 30.0 U/min | 50 m/s |  |  |  |  | 15.7 t
1818 | 1818 | 1818 | 1818 | 1818 | 1818 | 1818 | STORK NEWECS-25 - 300,00 kW - Wind turbine | https://en.wind-turbine-models.com/turbines/1031-stork-newecs-25 | 1 | 300.0 kW | - |  |  | 26.5 m | 552.0 m² | 2 | 543.5 W/m² | 1.8 m²/kW | WPX-20 | [5 empty] | 22/35 m | No |  |  | GRP | conical | painted | Yes |  |  | 72.0 U/min | 100 m/s | Stork-VSH |  |  | 3.0 t | 10.0 t | 28.0 t | 41.0 t |  | 1985 | 0.6 t
1819 | 1819 | 1819 | 1819 | 1819 | 1819 | 1819 | STORK HAT-25 experimental machine - 300,00 kW - Wind turbine | https://en.wind-turbine-models.com/turbines/1558-stork-hat-25-experimental-machine | 1 | 300.0 kW | - | 6.0 m/s |  | 25.0 m | 490.9 m² | 2 | 611.1 W/m² | 1.6 m²/kW | spur / planetary | 3.0 | 1 | 720.0 V | AC-DC-AC convertrer | 50 Hz | 22 m | No | 18.0 m/s | 56.0 m/s | carbon fibre glass |  | painted | Yes |  |  | 45.0 U/min | 59 m/s | Fokker | 1:33 | 1,600.0 U/min | [5 empty] | 1980
1820 | 1820 | 1820 | 1820 | 1820 | 1820 | 1820 | STORK NEWECS-45 - 1,00 MW - Wind turbine | https://en.wind-turbine-models.com/turbines/1032-stork-newecs-45 | 1 | 1,000.0 kW | - |  |  | 45.0 m | 1,590.0 m² | 2 | 628.9 W/m² | 1.6 m²/kW | steel tube | [5 empty] | 60.0 m | No |  |  | GRP | conical | painted | Yes |  |  | 45.0 U/min | 106 m/s |  |  |  | 6.0 t | 29.0 t | 65.0 t | 100.0 t | 1.0 t | 1988 | 2.5 t
1821 | 1821 | 1821 | 1821 | 1821 | 1821 | 1821 | Storm Master Storm Master Model 12 - 40,00 kW - Wind turbine | https://en.wind-turbine-models.com/turbines/547-storm-master-storm-master-model-12 | 1 | 40.0 kW | - |  |  | 12.0 m | 113.0 m² | 3 | 354.0 W/m² | 2.8 m²/kW | Lattice | [6 empty] | No |  |  | Fiberglas |  | galvanized | Yes |  |  | 132.0 U/min | 83 m/s | Storm Master
1822 | 1822 | 1822 | 1822 | 1822 | 1822 | 1822 | stx Windpower STX 72 1.5 MW - 1,50 MW - Wind turbine | https://en.wind-turbine-models.com/turbines/1242-stx-windpower-stx-72-1.5-mw | 1 | 1,500.0 kW | - | 3.0 m/s | 13.0 m/s | 70.7 m | 3,920.0 m² | 3 | 382.7 W/m² | 2.6 m²/kW | LM 40 |  | 1 | 690.0 V | inverters | 50 Hz | 65/80 m | Yes | 25.0 m/s |  | Glass fiber reinforced epoxy | conical | painted |  |  | IIb | 18.5 U/min | 68 m/s | LM Glasfiber A/S
1823 | 1823 | 1823 | 1823 | 1823 | 1823 | 1823 | stx Windpower STX 72 2 MW - 2,00 MW - Wind turbine | https://en.wind-turbine-models.com/turbines/1241-stx-windpower-stx-72-2-mw | 1 | 2,000.0 kW | - | 3.0 m/s | 13.0 m/s | 70.7 m | 3,920.0 m² | 3 | 510.2 W/m² | 2.0 m²/kW | LM 40 |  | 1 | 690.0 V | inverters | 50 Hz | 65/80 m | Yes | 25.0 m/s |  | Glass fiber reinforced epoxy | conical | painted |  |  | IIb | 22.5 U/min | 83 m/s | LM Glasfiber A/S
1824 | 1824 | 1824 | 1824 | 1824 | 1824 | 1824 | stx Windpower STX 93 2 MW - 2,00 MW - Wind turbine | https://en.wind-turbine-models.com/turbines/1243-stx-windpower-stx-93-2-mw | 1 | 2,000.0 kW | - | 3.0 m/s | 11.0 m/s | 93.0 m | 6,792.9 m² | 3 | 294.4 W/m² | 3.4 m²/kW | LM 45.3 |  | 1 | 690.0 V | inverters | 50 Hz | 80 m | Yes | 20.0 m/s |  | Glass fiber reinforced epoxy | conical | painted |  |  | IIIb | 16.5 U/min | 80 m/s | LM Glasfiber A/S
1825 | 1825 | 1825 | 1825 | 1825 | 1825 | 1825 | Südwind THG 5 - 5,00 kW - Wind turbine | https://en.wind-turbine-models.com/turbines/356-suedwind-thg-5 | 1 | 5.0 kW | 1.5 - 5.0 kW | 4.0 m/s | 15.0 m/s | 3.4 m | 9.0 m² | 5 | 555.6 W/m² | 1.8 m²/kW | 3.4m blade | 2.0 | 1 | 380.0 V |  | 50.0 Hz |  | No | - |  | Glasfasergewebe mit Epoxidharz. PU Hartschalenkern |  |  | Yes |  |  | 375.0 U/min | 67 m/s | [8 empty] | 1982
1826 | 1826 | 1826 | 1826 | 1826 | 1826 | 1826 | Südwind S-46 - 750,00 kW - Wind turbine | https://en.wind-turbine-models.com/turbines/29-suedwind-s-46 | 1 | 750.0 kW | - | 3.0 m/s | 15.5 m/s | 46.0 m | 1,662.0 m² | 3 | 451.3 W/m² | 2.2 m²/kW | planetary steps |  | 1.0 | 690.0 V |  | 50.0 Hz | 51.5/60/74 m | No | 25.0 m/s |  |  | conical | painted | Yes |  |  | 35.0 U/min | 84 m/s |  | 1:50 |  | 11.0 t
1827 | 1827 | 1827 | 1827 | 1827 | 1827 | 1827 | Südwind S-46 - 600,00 kW - Wind turbine | https://en.wind-turbine-models.com/turbines/1062-suedwind-s-46 | 1 | 600.0 kW | - | 3.0 m/s | 11.0 m/s | 46.0 m | 1,662.0 m² | 3 | 361.0 W/m² | 2.8 m²/kW | WWK 22.1 | 3.0 | 1.0 | 690.0 V | inverters | 50 Hz | 51.5/60/74 m | No | 25.0 m/s | 53.0 m/s | GFK-Epoxidharz | conical | painted | Yes |  |  | 32.0 U/min | 77 m/s | LM-Aeroconstruct | 1:52 | 1,750.0 U/min | 11.0 t | 18.0 t | 65.0 t | 94.0 t |  | 1997 | 1.6 t
1828 | 1828 | 1828 | 1828 | 1828 | 1828 | 1828 | Südwind S-48 - 600,00 kW - Wind turbine | https://en.wind-turbine-models.com/turbines/2297-suedwind-s-48 | 1 | 600.0 kW | - | 3.0 m/s | 10.0 m/s | 48.0 m | 1,809.6 m² | 3 | 331.6 W/m² | 3.0 m²/kW | spur / planetary | 3.0 | 1 | 690.0 V | inverters | 50 Hz | 74 m | No | 25.0 m/s | 53.0 m/s | GFRP | conical | coated | Yes |  |  | 30.0 U/min | 75 m/s | LM | 1:52 | 1,750.0 U/min | 12.0 t | 18.0 t | 65.0 t | 95.0 t | 6.6 t | 1998 | 1.8 t
1829 | 1829 | 1829 | 1829 | 1829 | 1829 | 1829 | Südwind S-50 P - 800,00 kW - Wind turbine | https://en.wind-turbine-models.com/turbines/718-suedwind-s-50-p | 1 | 800.0 kW | - | 2.5 m/s | 15.0 m/s | 50.0 m | 1,964.0 m² | 3 | 407.3 W/m² | 2.5 m²/kW | LM 23.2 | 3.0 | 1 | 690.0 V | IGBT | 50 Hz | 46/50/70 m | No | 25.0 m/s | 60.0 m/s | GFK | conical | painted | Yes |  |  | 23.8 U/min | 62 m/s | LM Glasfieber | 1:63 | 1,500.0 U/min | 16.0 t | 23.6 t | 89.0 t | 128.6 t
1830 | 1830 | 1830 | 1830 | 1830 | 1830 | 1830 | Südwind S-70 - 1,50 MW - Wind turbine | https://en.wind-turbine-models.com/turbines/31-suedwind-s-70 | 1 | 1,500.0 kW | - | 3.0 m/s | 11.6 m/s | 70.0 m | 3,848.0 m² | 3 | 389.8 W/m² | 2.6 m²/kW | LM 34 | 3.0 | 1 | 690.0 V | IGBT | 50 Hz | 65/85/100/114.5 m | No | 25.0 m/s | 56.3 m/s | GFK | conical | coated | Yes |  |  | 19.0 U/min | 70 m/s | LM Glasfieber | 1:94 | 1,800.0 U/min | 32.0 t | 56.0 t | 165.0 t |  | 14.3 t |  | 5.9 t
1831 | 1831 | 1831 | 1831 | 1831 | 1831 | 1831 | Südwind S-70 (special nacelle) - 1,50 MW - Wind turbine | https://en.wind-turbine-models.com/turbines/1165-suedwind-s-70-special-nacelle | 1 | 1,500.0 kW | - | 3.0 m/s | 13.0 m/s | 70.0 m | 3,848.0 m² | 3 | 389.8 W/m² | 2.6 m²/kW | 34m | 3.0 | 1 | 690.0 V | IGBT | 50/60 Hz | 65 / 85 / 98 /114.4 m | No | 25.0 m/s | 59.5 m/s | GFRP |  | painted | Yes | II | IIa | 19.0 U/min | 70 m/s | LM Glasfiber | 1:94 | 1,800.0 U/min | 32.0 t
1832 | 1832 | 1832 | 1832 | 1832 | 1832 | 1832 | Südwind S-77 - 1,50 MW - Wind turbine | https://en.wind-turbine-models.com/turbines/405-suedwind-s-77 | 1 | 1,500.0 kW | - | 3.0 m/s | 11.1 m/s | 77.0 m | 4,657.0 m² | 3 | 322.1 W/m² | 3.1 m²/kW | LM 37 | 3.0 | 1 | 690.0 V | IGBT | 50 Hz | 62/85/90/100/114.5 m | No | 25.0 m/s | 56.3 m/s | GFK / Epoxy | conical | coated | Yes |  |  | 17.3 U/min | 70 m/s | LM Glasfieber/NOI | 1:104 | 1,800.0 U/min | 32.0 t | 56.0 t | 260.0 t
1833 | 1833 | 1833 | 1833 | 1833 | 1833 | 1833 | Südwind N 710 - 10,00 kW - Wind turbine | https://en.wind-turbine-models.com/turbines/691-suedwind-n-710 | 1 | 10.0 kW | - |  |  | 7.0 m | 38.5 m² | 3 | 259.7 W/m² | 3.9 m²/kW |  |  |  | 380.0 V |  | 50 Hz |  | No | [5 empty] | Yes
1834 | 1834 | 1834 | 1834 | 1834 | 1834 | 1834 | Südwind N 715 - 15,00 kW - Wind turbine | https://en.wind-turbine-models.com/turbines/33-suedwind-n-715 | 1 | 15.0 kW | - | 3.0 m/s |  | 7.0 m | 38.0 m² | 3 | 394.7 W/m² | 2.5 m²/kW | [6 empty] | 18 m | No | [5 empty] | Yes
1835 | 1835 | 1835 | 1835 | 1835 | 1835 | 1835 | Südwind N 1230 - 30,00 kW - Wind turbine | https://en.wind-turbine-models.com/turbines/1079-suedwind-n-1230 | 1 | 30.0 kW | - | 3.0 m/s | 12.0 m/s | 12.5 m | 123.0 m² | 3 | 243.9 W/m² | 4.1 m²/kW | spur | 2.0 | 1.0 | 400.0 V | thyristors | 50.0 Hz | 18.5/30.5/36.5 m | No | 30.0 m/s |  |  | cylindrical | painted | Yes |  |  | 73.0 U/min | 48 m/s | Getriebebau Nord | 1:21 | 1,540.0 U/min |  | 1.5 t | 2.0 t | 4.0 t |  |  | 0.0 t
1836 | 1836 | 1836 | 1836 | 1836 | 1836 | 1836 | Südwind N 1237 - 37,00 kW - Wind turbine | https://en.wind-turbine-models.com/turbines/1080-suedwind-n-1237 | 1 | 37.0 kW | - | 3.0 m/s | 12.0 m/s | 12.5 m | 122.7 m² | 3 | 301.5 W/m² | 3.3 m²/kW | spur | 2.0 | 1 | 400.0 V | thyristors | 50 Hz | 18.5/30.5/36.5 m | No | 30.0 m/s |  |  | cylindrical | painted | Yes |  |  | 73.0 U/min | 48 m/s | Getriebebau Nord | 1:21 | 1,540.0 U/min |  | 1.5 t | 2.0 t | 4.0 t |  |  | 0.0 t
1837 | 1837 | 1837 | 1837 | 1837 | 1837 | 1837 | Südwind N 1245 - 45,00 kW - Wind turbine | https://en.wind-turbine-models.com/turbines/1081-suedwind-n-1245 | 1 | 45.0 kW | - | 3.0 m/s | 12.0 m/s | 12.5 m | 122.7 m² | 3 | 366.7 W/m² | 2.7 m²/kW | spur | 2.0 | 1 | 400.0 V | thyristors | 50 Hz | 18.5/30.5/36.5 m | No | 30.0 m/s |  |  | cylindrical | painted | Yes |  |  | 89.0 U/min | 58 m/s | Getriebebau Nord | 1:17 | 1,280.0 U/min |  | 1.5 t | 2.0 t | 4.0 t |  |  | 0.0 t
1838 | 1838 | 1838 | 1838 | 1838 | 1838 | 1838 | Südwind N 3127 - 270,00 kW - Wind turbine | https://en.wind-turbine-models.com/turbines/30-suedwind-n-3127 | 1 | 270.0 kW | - | 3.0 m/s | 13.0 m/s | 31.4 m | 774.0 m² | 3 | 348.8 W/m² | 2.9 m²/kW | LM 14.4 | 3.0 | 1.0 | 400.0 V | Thyristor | 50.0 Hz | 41.7 / 50.0 m | No | 25.0 m/s | 69.0 m/s | GFK | conical | painted | Yes |  |  | 32.0 U/min | 53 m/s | LM Glasfieber | 1:32 | 1,006.0 U/min | 5.0 t | 13.0 t | 34.0 t | 52.0 t |  |  | 1.2 t
1839 | 1839 | 1839 | 1839 | 1839 | 1839 | 1839 | Südwind N 3330 - 300,00 kW - Wind turbine | https://en.wind-turbine-models.com/turbines/410-suedwind-n-3330 | 1 | 300.0 kW | - | 3.0 m/s | 13.0 m/s | 33.4 m | 876.0 m² | 3 | 342.5 W/m² | 2.9 m²/kW | LM 14.4 | 3.0 | 1.0 | 690.0 V | Thyristor | 50.0 Hz | 40/41.7/50.0 m | No | 25.0 m/s | 52.0 m/s | GFK | conical | painted | Yes |  |  | 32.0 U/min | 56 m/s | LM Glasfieber | 1:47 | 1,006.0 U/min | 7.0 t | 13.0 t | 34.0 t | 54.0 t |  |  | 1.2 t
1840 | 1840 | 1840 | 1840 | 1840 | 1840 | 1840 | Südwind N 3335 - 350,00 kW - Wind turbine | https://en.wind-turbine-models.com/turbines/411-suedwind-n-3335 | 1 | 350.0 kW | - | 4.0 m/s | 14.0 m/s | 33.4 m | 876.0 m² | 3 | 399.5 W/m² | 2.5 m²/kW | LM 14.4 | 3.0 | 1.0 | 690.0 V | Thyristor | 50.0 Hz | 41.7/50.0 m | No | 25.0 m/s | 52.0 m/s | GFK | conical | painted | Yes |  |  | 32.0 U/min | 56 m/s | LM Glasfieber | 1:47 | 1,510.0 U/min |  | 13.0 t | 34.0 t | 53.0 t |  |  | 1.2 t
1841 | 1841 | 1841 | 1841 | 1841 | 1841 | 1841 | Südwind N 4660 - 600,00 kW - Wind turbine | https://en.wind-turbine-models.com/turbines/417-suedwind-n-4660 | 1 | 600.0 kW | - | 3.5 m/s | 12.0 m/s | 45.8 m | 1,647.0 m² | 3 | 364.3 W/m² | 2.7 m²/kW | FX 77/79 | 2.0 | 1 | 525.0 V | IGBT | 50 Hz | 51.5/60.0 m | No | 35.0 m/s | 67.0 m/s | GFK | conical | painted | Yes |  |  | 35.0 U/min | 84 m/s | LM Glasfieber/ Aeroconstruct | 1:41 | 1,200.0 U/min |  | 21.0 t | 67.0 t |  |  |  | 1.5 t
1842 | 1842 | 1842 | 1842 | 1842 | 1842 | 1842 | superwind SW 350 - 0,35 kW - Wind turbine | https://en.wind-turbine-models.com/turbines/2145-superwind-sw-350 | 1 | 0.4 kW | - | 3.5 m/s | 12.5 m/s | 1.2 m | 1.1 m² | 3 | 318.2 W/m² | 3.1 m²/kW | direct drive |  | 1 | 24.0 V |  |  |  | Yes |  |  | carbon fibre reinforced plastics | [5 empty] | 1,300.0 U/min | 82 m/s
1843 | 1843 | 1843 | 1843 | 1843 | 1843 | 1843 | superwind 1250 - 1,25 kW - Wind turbine | https://en.wind-turbine-models.com/turbines/1798-superwind-1250 | 1 | 1.3 kW | - | 3.0 m/s | 11.5 m/s | 2.4 m | 4.5 m² | 3 | 277.8 W/m² | 3.6 m²/kW | direct drive |  | 1 | 48.0 V | IGBT | 50/60 Hz | site specific m | Yes |  |  | glass fiber and carbon fiber reinforced plastics | [5 empty] | 600.0 U/min | 75 m/s
1844 | 1844 | 1844 | 1844 | 1844 | 1844 | 1844 | Suzlon S.111-2100 - 2,10 MW - Wind turbine | https://en.wind-turbine-models.com/turbines/1371-suzlon-s.111-2100 | 1 | 2,100.0 kW | - | 3.0 m/s | 12.5 m/s | 111.8 m | 9,852.0 m² | 3 | 213.2 W/m² | 4.7 m²/kW | SB 54 / 54.8m |  | 1 |  | inverters | 50/60 Hz | 90 /120 /140 m | No | 21.0 m/s |  | GFRP | conical | painted | Yes |  | IIIa, S |  |  | Suzlon
1845 | 1845 | 1845 | 1845 | 1845 | 1845 | 1845 | Suzlon S.120 - 2,10 MW - Wind turbine | https://en.wind-turbine-models.com/turbines/1925-suzlon-s.120 | 1 | 2,100.0 kW | - | 3.0 m/s | 9.5 m/s | 120.0 m | 11,225.0 m² | 3 | 187.1 W/m² | 5.3 m²/kW | SB59 |  | 1 |  | inverters | 50/60 Hz | 90/ 105 / 120 / 140 m | No | 18.0 m/s |  | glass carbon hybrid |  |  | Yes |  | S |  |  | Suzlon
1846 | 1846 | 1846 | 1846 | 1846 | 1846 | 1846 | Suzlon S.128-2600 - 2,60 MW - Wind turbine | https://en.wind-turbine-models.com/turbines/1844-suzlon-s.128-2600 | 1 | 2,600.0 kW | - |  |  | 128.0 m | 12,868.0 m² | 3 | 202.1 W/m² | 4.9 m²/kW | SB 63 blade | 3.0 | 1 |  | full converter | 50/60 Hz | 90 / 120 / 140 m | No |  |  | carbon fiber |  |  | Yes |  | IIa |  |  | Suzlon | [7 empty] | 2018
1847 | 1847 | 1847 | 1847 | 1847 | 1847 | 1847 | Suzlon S.128-2700 - 2,70 MW - Wind turbine | https://en.wind-turbine-models.com/turbines/1922-suzlon-s.128-2700 | 1 | 2,700.0 kW | - | 3.0 m/s | 9.5 m/s | 129.0 m | 13,070.0 m² | 3 | 206.6 W/m² | 4.8 m²/kW | SB63 |  | 1 |  | inverters | 50/60 Hz | up to 140 m | No | 20.0 m/s |  | carbon fibre |  |  | Yes |  | S |  |  | Suzlon
1848 | 1848 | 1848 | 1848 | 1848 | 1848 | 1848 | Suzlon S.128-2800 - 2,80 MW - Wind turbine | https://en.wind-turbine-models.com/turbines/1845-suzlon-s.128-2800 | 1 | 2,800.0 kW | - |  |  | 128.0 m | 12,868.0 m² | 3 | 217.6 W/m² | 4.6 m²/kW | SB 63 blade | 3.0 | 1 |  | full converter | 50/60 Hz | 90 / 120 / 140 m | No |  |  | carbon fiber |  |  | Yes |  | IIa |  |  | Suzlon | [7 empty] | 2018
1849 | 1849 | 1849 | 1849 | 1849 | 1849 | 1849 | Suzlon S.146 - 4,20 MW - Wind turbine | https://en.wind-turbine-models.com/turbines/1924-suzlon-s.146 | 1 | 4,200.0 kW | 4,000.0 - 4,200.0 kW | 3.0 m/s | 9.0 m/s | 146.0 m | 16,742.0 m² | 3 | 250.9 W/m² | 4.0 m²/kW | planetary / helical |  | 1 |  | inverters | 50/60 Hz | 105 - 160 m | No | 20.0 m/s | - | glass carbon hybrid |  |  | Yes |  | IIa, S
1850 | 1850 | 1850 | 1850 | 1850 | 1850 | 1850 | Suzlon S.154 - 4,20 MW - Wind turbine | https://en.wind-turbine-models.com/turbines/1923-suzlon-s.154 | 1 | 4,200.0 kW | 4,000.0 - 4,200.0 kW | 3.0 m/s | 9.5 m/s | 154.0 m | 18,627.0 m² | 3 | 225.5 W/m² | 4.4 m²/kW | planetary / helical |  | 1 |  | inverters | 50/60 Hz | 105 - 160 m | No | 20.0 m/s | - | glass carbon hybrid |  |  | Yes |  | IIIa, S |  |  | Suzlon
1851 | 1851 | 1851 | 1851 | 1851 | 1851 | 1851 | Suzlon S.33-350 - 350,00 kW - Wind turbine | https://en.wind-turbine-models.com/turbines/465-suzlon-s.33-350 | 1 | 350.0 kW | - | 3.5 m/s | 14.0 m/s | 33.4 m | 876.1 m² | 3 | 399.5 W/m² | 2.5 m²/kW | LM 15.4 | 3.0 | 1 | 400.0 V | Thyristor | 50 Hz | 50/60/70 m | No | 25.0 m/s | 67.0 m/s | GFRP |  | galvanized | Yes |  |  | 32.0 U/min | 56 m/s | LM Glasfieber | 1:32 | 1,006.0 U/min
1852 | 1852 | 1852 | 1852 | 1852 | 1852 | 1852 | Suzlon S.52-600 - 600,00 kW - Wind turbine | https://en.wind-turbine-models.com/turbines/467-suzlon-s.52-600 | 1 | 600.0 kW | - | 4.0 m/s | 13.0 m/s | 52.0 m | 2,124.0 m² | 3 | 282.5 W/m² | 3.5 m²/kW | spur/planetary | 3.0 | 1.0 | 690.0 V | Thyristor | 50.0 Hz | 75.0 m | No | 25.0 m/s | 59.5 m/s | GFK / Epoxy |  | galvanized | Yes |  |  | 28.3 U/min | 77 m/s |  | 1:63 | 1,539.0 U/min
1853 | 1853 | 1853 | 1853 | 1853 | 1853 | 1853 | Suzlon S.60-1000 - 1,00 MW - Wind turbine | https://en.wind-turbine-models.com/turbines/468-suzlon-s.60-1000 | 1 | 1,000.0 kW | - | 3.0 m/s | 13.0 m/s | 60.0 m | 2,826.0 m² | 3 | 353.9 W/m² | 2.8 m²/kW | spur/planetary | 3.0 | 1 | 690.0 V | Thyristor | 50 Hz | 65 m | No | 25.0 m/s | 67.0 m/s | GFRP | conical | galvanized | Yes |  |  | 22.9 U/min | 72 m/s |  | 1:67 | 1,507.0 U/min
1854 | 1854 | 1854 | 1854 | 1854 | 1854 | 1854 | Suzlon S.60-1250 - 1,25 MW - Wind turbine | https://en.wind-turbine-models.com/turbines/469-suzlon-s.60-1250 | 1 | 1,250.0 kW | - | 3.0 m/s | 14.0 m/s | 60.0 m | 2,828.0 m² | 3 | 442.0 W/m² | 2.3 m²/kW | spur/planetary | 3.0 | 1 | 690.0 V | Thyristor | 50 Hz | 65 m | No | 25.0 m/s | 67.0 m/s | GFRP | conical | galvanized | Yes |  |  | 20.8 U/min | 65 m/s |  | 1:75 | 1,506.0 U/min
1855 | 1855 | 1855 | 1855 | 1855 | 1855 | 1855 | Suzlon S.62-1000 - 1,00 MW - Wind turbine | https://en.wind-turbine-models.com/turbines/470-suzlon-s.62-1000 | 1 | 1,000.0 kW | - | 3.0 m/s | 13.0 m/s | 62.0 m | 3,019.0 m² | 3 | 331.2 W/m² | 3.0 m²/kW | spur/planetary | 3.0 | 1 | 690.0 V | Thyristor | 50 Hz | 65 m | No | 25.0 m/s | 67.0 m/s | GFRP | conical | galvanized | Yes |  |  | 22.9 U/min | 74 m/s |  | 1:67 | 1,507.0 U/min
1856 | 1856 | 1856 | 1856 | 1856 | 1856 | 1856 | Suzlon S.64-950 - 950,00 kW - Wind turbine | https://en.wind-turbine-models.com/turbines/466-suzlon-s.64-950 | 1 | 950.0 kW | - | 3.0 m/s | 11.0 m/s | 64.0 m | 3,218.0 m² | 3 | 295.2 W/m² | 3.4 m²/kW | spur/planetary | 3.0 | 1 | 690.0 V | Thyristor | 50 Hz | 65 m | No | 25.0 m/s | 67.0 m/s | GFRP | conical | coated | Yes |  |  | 20.8 U/min | 70 m/s |  | 1:89 | 1,810.0 U/min
1857 | 1857 | 1857 | 1857 | 1857 | 1857 | 1857 | Suzlon S.64-1000 - 1,00 MW - Wind turbine | https://en.wind-turbine-models.com/turbines/471-suzlon-s.64-1000 | 1 | 1,000.0 kW | - | 3.0 m/s | 11.0 m/s | 64.0 m | 3,217.0 m² | 3 | 310.8 W/m² | 3.2 m²/kW | spur/planetary | 3.0 | 1 | 690.0 V | Thyristor | 50 Hz | 65 m | No | 25.0 m/s | 67.0 m/s | GFRP | conical | galvanized | Yes |  |  | 20.8 U/min | 70 m/s |  | 1:89 | 1,810.0 U/min
1858 | 1858 | 1858 | 1858 | 1858 | 1858 | 1858 | Suzlon S.64-1250 - 1,25 MW - Wind turbine | https://en.wind-turbine-models.com/turbines/472-suzlon-s.64-1250 | 1 | 1,250.0 kW | - | 4.0 m/s | 12.0 m/s | 64.0 m | 3,217.0 m² | 3 | 388.6 W/m² | 2.6 m²/kW | spur/planetary | 3.0 | 1 | 690.0 V | Thyristor | 50 Hz | 74.5 m | No | 25.0 m/s | 59.5 m/s | GFK / Epoxy | conical | painted | Yes |  |  | 20.6 U/min | 69 m/s |  | 1:75 | 1,506.0 U/min
1859 | 1859 | 1859 | 1859 | 1859 | 1859 | 1859 | Suzlon S.66-1250 - 1,25 MW - Wind turbine | https://en.wind-turbine-models.com/turbines/97-suzlon-s.66-1250 | 1 | 1,250.0 kW | - | 4.0 m/s | 12.0 m/s | 66.0 m | 3,421.0 m² | 3 | 365.4 W/m² | 2.7 m²/kW | spur/planetary | 3.0 | 1.0 | 690.0 V | Thyristor | 50.0 Hz | 74.5 m | No | 20.0 m/s | 52.5 m/s | GFK / Epoxy | conical | painted | Yes |  |  | 20.6 U/min | 71 m/s |  | 1:75 | 1,506.0 U/min
1860 | 1860 | 1860 | 1860 | 1860 | 1860 | 1860 | Suzlon S.82-1500 - 1,50 MW - Wind turbine | https://en.wind-turbine-models.com/turbines/473-suzlon-s.82-1500 | 1 | 1,500.0 kW | - | 4.0 m/s | 12.0 m/s | 82.0 m | 5,281.0 m² | 3 | 284.0 W/m² | 3.5 m²/kW | spur/planetary | 3.0 | 1.0 | 690.0 V | Flexi slip | 50.0 Hz | 78.5 m | No | 20.0 m/s | 52.5 m/s | GFK / Epoxy | conical | painted | Yes |  |  | 18.4 U/min | 79 m/s | Hansen/Winergy | 1:95 | 1,511.0 U/min
1861 | 1861 | 1861 | 1861 | 1861 | 1861 | 1861 | Suzlon S.88-2000 - 2,00 MW - Wind turbine | https://en.wind-turbine-models.com/turbines/476-suzlon-s.88-2000 | 1 | 2,000.0 kW | - | 4.0 m/s | 14.0 m/s | 88.0 m | 6,082.0 m² | 3 | 328.8 W/m² | 3.0 m²/kW | spur/planetary | 3.0 | 1 | 690.0 V |  | 50 Hz | 80/100 m | No | 25.0 m/s | 67.0 m/s | GFK / Epoxy | conical | painted | Yes |  |  | 15.5 U/min | 71 m/s |  | 1:99 | 1,510.0 U/min
1862 | 1862 | 1862 | 1862 | 1862 | 1862 | 1862 | Suzlon S.88-2100 - 2,10 MW - Wind turbine | https://en.wind-turbine-models.com/turbines/95-suzlon-s.88-2100 | 1 | 2,100.0 kW | - | 4.0 m/s | 14.0 m/s | 88.0 m | 6,082.0 m² | 3 | 345.3 W/m² | 2.9 m²/kW | spur/planetary | 3.0 | 1.0 | 690.0 V | Flexi slip | 50.0 Hz | 80.0 m | No | 25.0 m/s | 59.5 m/s | GFK / Epoxy | conical | painted | Yes |  |  | 15.5 U/min | 71 m/s | Winergy | 1:99 | 1,830.0 U/min
1863 | 1863 | 1863 | 1863 | 1863 | 1863 | 1863 | Suzlon S.95-2100 - 2,10 MW - Wind turbine | https://en.wind-turbine-models.com/turbines/474-suzlon-s.95-2100 | 1 | 2,100.0 kW | - | 3.5 m/s | 11.0 m/s | 95.0 m | 7,085.0 m² | 3 | 296.4 W/m² | 3.4 m²/kW | Asynchronus |  | 1 | 690.0 V | DFIG | 50/60 Hz | 80/90/100 m | No | 25.0 m/s | 60.0 m/s |  | conical | painted | Yes
1864 | 1864 | 1864 | 1864 | 1864 | 1864 | 1864 | Suzlon S.97-2100 - 2,10 MW - Wind turbine | https://en.wind-turbine-models.com/turbines/475-suzlon-s.97-2100 | 1 | 2,100.0 kW | - | 3.5 m/s | 11.0 m/s | 97.0 m | 7,386.0 m² | 3 | 284.3 W/m² | 3.5 m²/kW | Asynchronus |  | 1 | 690.0 V | DFIG | 50/60 Hz | 80/90/100 m | No | 20.0 m/s | 60.0 m/s |  | conical | painted | Yes
1865 | 1865 | 1865 | 1865 | 1865 | 1865 | 1865 | Svecom SVECOM WIND 60-18 - 59,00 kW - Wind turbine | https://en.wind-turbine-models.com/turbines/1672-svecom-svecom-wind-60-18 | 1 | 59.0 kW | - | 3.0 m/s | 10.5 m/s | 18.0 m | 255.0 m² | 3 | 231.4 W/m² | 4.3 m²/kW | direct drive |  | 1 | 400.0 V | IGBT | 50 Hz | 24/ 30/ 35.7 m | No | 25.0 m/s |  | composite material | conical | painted | Yes |  |  | 60.0 U/min | 57 m/s | Siemens
1866 | 1866 | 1866 | 1866 | 1866 | 1866 | 1866 | Svecom SVECOM WIND 60-23 - 59,00 kW - Wind turbine | https://en.wind-turbine-models.com/turbines/1673-svecom-svecom-wind-60-23 | 1 | 59.0 kW | - | 2.5 m/s | 9.5 m/s | 23.0 m | 415.0 m² | 3 | 142.2 W/m² | 7.0 m²/kW | direct drive |  | 1 | 400.0 V | IGBT | 50 Hz | 24/ 30/ 35.7 m | No | 25.0 m/s |  | composite material | conical | painted | Yes |  |  | 60.0 U/min | 72 m/s | Siemens
1867 | 1867 | 1867 | 1867 | 1867 | 1867 | 1867 | Svecom SVECOM WIND 100-23 - 100,00 kW - Wind turbine | https://en.wind-turbine-models.com/turbines/1674-svecom-svecom-wind-100-23 | 1 | 100.0 kW | - | 3.0 m/s | 12.0 m/s | 23.0 m | 415.0 m² | 3 | 241.0 W/m² | 4.2 m²/kW | direct drive |  | 1 | 400.0 V | IGBT | 50 Hz | 30 / 35.7 m | No | 25.0 m/s |  | composite material | conical | painted | Yes |  |  | 60.0 U/min | 72 m/s | Siemens
1868 | 1868 | 1868 | 1868 | 1868 | 1868 | 1868 | United Energies UE 1.65 - 1,65 MW - Wind turbine | https://en.wind-turbine-models.com/turbines/1373-united-energies-ue-1.65 | 1 | 1,650.0 kW | - | 3.0 m/s | 15.0 m/s | 82.0 m | 5,365.0 m² | 3 | 307.5 W/m² | 3.3 m²/kW | direct drive |  | 1 | 690.0 V | inverters | 50 Hz | 71/81 m | No | 25.0 m/s | 52.5 m/s | GFRP | conical | painted | Yes |  |  | 18.0 U/min | 77 m/s
1869 | 1869 | 1869 | 1869 | 1869 | 1869 | 1869 | Tacke TW 1.5i - 1,50 MW - Wind turbine | https://en.wind-turbine-models.com/turbines/261-tacke-tw-1.5i | 1 | 1,500.0 kW | - | 4.0 m/s | 13.0 m/s | 65.0 m | 3,318.0 m² | 3 | 452.1 W/m² | 2.2 m²/kW | TW 1.5 | 3.0 | 1.0 | 690.0 V | IGBT | 50.0 Hz | 67.0 m | No | 25.0 m/s | 65.0 m/s | GFK/CFK | conical | painted | Yes |  |  | 20.0 U/min | 68 m/s | Atout Vent | 1:78 | 1,560.0 U/min |  | 68.0 t | 130.0 t
1870 | 1870 | 1870 | 1870 | 1870 | 1870 | 1870 | Tacke TW 1.5s - 1,50 MW - Wind turbine | https://en.wind-turbine-models.com/turbines/27-tacke-tw-1.5s | 1 | 1,500.0 kW | - | 3.0 m/s | 12.0 m/s | 70.5 m | 3,902.0 m² |  | 384.4 W/m² | 2.6 m²/kW | planetary three steps |  |  |  | doubly fed asyn |  | 64.7 - 100 m | No | 25.0 m/s |  |  |  |  | Yes |  |  | 20.0 U/min | 74 m/s
1871 | 1871 | 1871 | 1871 | 1871 | 1871 | 1871 | Tacke TW 2.0 - 2,00 MW - Wind turbine | https://en.wind-turbine-models.com/turbines/28-tacke-tw-2.0 | 1 | 2,000.0 kW | - | 4.0 m/s | 13.0 m/s | 70.5 m | 3,904.0 m² |  | 512.3 W/m² | 2.0 m²/kW | planetary spur combination |  |  | 690.0 V | doubly fed asyn |  | 65 m | No | 25.0 m/s |  |  | conical |  | Yes |  |  | 23.0 U/min | 85 m/s |  | 1:78 |  | 30.0 t | 50.0 t | 75.0 t
1872 | 1872 | 1872 | 1872 | 1872 | 1872 | 1872 | Tacke TW 45 - 45,00 kW - Wind turbine | https://en.wind-turbine-models.com/turbines/1398-tacke-tw-45 | 1 | 45.0 kW | - | 3.0 m/s | 12.5 m/s | 12.5 m | 122.7 m² | 3 | 366.7 W/m² | 2.7 m²/kW | spur |  | 1 | 380.0 V | thyristors | 50 Hz | 24 m | No | 20.0 m/s | 60.0 m/s | GFK | conical | painted | Yes |  |  | 72.0 U/min | 47 m/s | Renk |  |  | 2.8 t | 3.2 t | 7.0 t | 13.0 t |  |  | 0.8 t
1873 | 1873 | 1873 | 1873 | 1873 | 1873 | 1873 | Tacke TW 60 - 60,00 kW - Wind turbine | https://en.wind-turbine-models.com/turbines/262-tacke-tw-60 | 1 | 60.0 kW | - | 2.5 m/s | 12.0 m/s | 17.5 m | 240.5 m² | 3 | 249.5 W/m² | 4.0 m²/kW | zweistufiges Stirnradgetriebe | 2.0 | 1 | 400.0 V | 60/30 kW | 50 Hz | 30 m | No | 25.0 m/s | 60.0 m/s |  |  |  | Yes |  |  | 49.0 U/min | 45 m/s | Renk | 1:21 |  |  |  |  | 18.0 t |  | 1990
1874 | 1874 | 1874 | 1874 | 1874 | 1874 | 1874 | Tacke TW 80 - 80,00 kW - Wind turbine | https://en.wind-turbine-models.com/turbines/263-tacke-tw-80 | 1 | 80.0 kW | - | 3.0 m/s | 11.5 m/s | 21.0 m | 346.0 m² | 3 | 231.2 W/m² | 4.3 m²/kW | LM 9.7 | 2.0 | 1.0 | 400.0 V | Thyristor | 50.0 Hz | 40.0 m | No | 25.0 m/s | 65.0 m/s | GFK | conical | painted | Yes |  |  | 40.0 U/min | 44 m/s | LM Glasfieber | 1:25 | 1,000.0 U/min |  | 4.5 t | 22.0 t | 30.0 t |  |  | 0.5 t
1875 | 1875 | 1875 | 1875 | 1875 | 1875 | 1875 | Tacke WR 150 - 150,00 kW - Wind turbine | https://en.wind-turbine-models.com/turbines/1885-tacke-wr-150 | 1 | 150.0 kW | - |  |  | 21.0 m | 346.4 m² | 3 | 433.0 W/m² | 2.3 m²/kW | [7 empty] | No |  |  | GFK |  |  | Yes |  |  |  |  | LM
1876 | 1876 | 1876 | 1876 | 1876 | 1876 | 1876 | Tacke TW 150 - 150,00 kW - Wind turbine | https://en.wind-turbine-models.com/turbines/1644-tacke-tw-150 | 1 | 150.0 kW | - |  |  | 21.0 m | 346.4 m² | 3 | 433.0 W/m² | 2.3 m²/kW | [6 empty] | 24/30 m | No | [5 empty] | Yes
1877 | 1877 | 1877 | 1877 | 1877 | 1877 | 1877 | Tacke TW 250 - 250,00 kW - Wind turbine | https://en.wind-turbine-models.com/turbines/527-tacke-tw-250 | 1 | 250.0 kW | - | 3.0 m/s | 14.0 m/s | 24.7 m | 531.0 m² | 3 | 470.8 W/m² | 2.1 m²/kW | Spur | 2.0 | 1.0 | 400.0 V | Thyristor | 50.0 Hz | 30/55 m | No | 25.0 m/s |  | GFRP | conical | multi-coated | Yes |  |  | 46.0 U/min | 59 m/s | Renk / Tacke | 1:33 | 1,000.0 U/min |  |  | 68.0 t |  |  |  | 0.8 t
1878 | 1878 | 1878 | 1878 | 1878 | 1878 | 1878 | Tacke TW 300 - 300,00 kW - Wind turbine | https://en.wind-turbine-models.com/turbines/381-tacke-tw-300 | 1 | 300.0 kW | - | 3.0 m/s | 14.0 m/s | 33.0 m | 855.0 m² | 3 | 350.9 W/m² | 2.9 m²/kW | TW 300 | 2.0 | 1.0 | 400.0 V | Thyristor | 50.0 Hz | 40/50 m | No | 25.0 m/s | 65.0 m/s | GFK | conical | painted | Yes |  |  | 34.6 U/min | 60 m/s | Abeking & Rasmussen | 1:44 | 1,500.0 U/min |  | 13.0 t | 39.0 t | 57.0 t |  |  | 1.0 t
1879 | 1879 | 1879 | 1879 | 1879 | 1879 | 1879 | Tacke TW 500 - 500,00 kW - Wind turbine | https://en.wind-turbine-models.com/turbines/919-tacke-tw-500 | 1 | 500.0 kW | - | 3.0 m/s | 13.0 m/s | 36.0 m | 1,015.0 m² | 3 | 492.6 W/m² | 2.0 m²/kW | Spur | 3.0 | 1.0 | 690.0 V | Thyristor | 50.0 Hz | 40/43 m | No | 25.0 m/s | 60.0 m/s | GFK | conical | painted | Yes |  |  | 31.0 U/min | 58 m/s | LM Glasfieber | 1:49 | 1,515.0 U/min |  | 34.0 t | 35.0 t | 74.1 t |  |  | 5.1 t
1880 | 1880 | 1880 | 1880 | 1880 | 1880 | 1880 | Tacke TW 600 - 600,00 kW - Wind turbine | https://en.wind-turbine-models.com/turbines/26-tacke-tw-600 | 1 | 600.0 kW | - | 3.0 m/s | 14.5 m/s | 43.0 m | 1,452.0 m² | 3 | 413.2 W/m² | 2.4 m²/kW | TW 600 | 3.0 | 1.0 | 690.0 V | Thyristor | 50.0 Hz | 50.0 m | No | 25.0 m/s | 65.0 m/s | GFK | conical | painted | Yes |  |  | 27.0 U/min | 61 m/s | Abeking & Rasmussen | 1:57 | 1,500.0 U/min | 18.0 t | 32.5 t | 55.0 t | 105.5 t |  |  | 1.9 t
1881 | 1881 | 1881 | 1881 | 1881 | 1881 | 1881 | Tacke TW 600a - 600,00 kW - Wind turbine | https://en.wind-turbine-models.com/turbines/338-tacke-tw-600a | 1 | 600.0 kW | - | 3.0 m/s | 13.0 m/s | 46.0 m | 1,662.0 m² | 3 | 361.0 W/m² | 2.8 m²/kW | LM 22.3 | 3.0 | 1 | 690.0 V | thyristors | 50 Hz | 50/60/70/76.9 m | No | 20.0 m/s | 57.0 m/s | GFK | conical | painted | Yes |  |  | 25.0 U/min | 60 m/s | LM Glasfiber A/S | 1:61 | 1,500.0 U/min
1882 | 1882 | 1882 | 1882 | 1882 | 1882 | 1882 | Tacke TW 600e - 600,00 kW - Wind turbine | https://en.wind-turbine-models.com/turbines/418-tacke-tw-600e | 1 | 600.0 kW | - | 3.0 m/s | 13.5 m/s | 46.0 m | 1,661.0 m² | 3 | 361.2 W/m² | 2.8 m²/kW | TW 600-e | 3.0 | 1 | 690.0 V | Thyristor | 50 Hz | 60.0 m | No | 20.0 m/s | 65.0 m/s | GFK | conical | painted | Yes |  |  | 24.0 U/min | 58 m/s | Abeking & Rasmussen | 1:64 | 1,500.0 U/min |  | 33.0 t | 61.0 t |  |  |  | 1.9 t
1883 | 1883 | 1883 | 1883 | 1883 | 1883 | 1883 | Tacke TZ 750 - 750,00 kW - Wind turbine | https://en.wind-turbine-models.com/turbines/979-tacke-tz-750 | 1 | 750.0 kW | - | 4.0 m/s | 11.3 m/s | 50.0 m | 1,963.0 m² | 3 | 382.1 W/m² | 2.6 m²/kW | LM | 2.0 | 1 | 690.0 V | IGBT | 50 Hz | 55 m | No | 25.0 m/s | 59.0 m/s | GFK | conical | painted | Yes |  |  | 32.0 U/min | 84 m/s | LM Glasfieber | 1:41 | 1,500.0 U/min | 14.5 t | 21.0 t | 49.0 t | 85.0 t
1884 | 1884 | 1884 | 1884 | 1884 | 1884 | 1884 | TYHI - Taiyuan TZ1500/77 - 1,50 MW - Wind turbine | https://en.wind-turbine-models.com/turbines/2278-tyhi-taiyuan-tz1500-77 | 1 | 1,500.0 kW | - | 3.0 m/s | 11.2 m/s | 77.0 m | 4,657.0 m² | 3 | 322.1 W/m² | 3.1 m²/kW | spur/planetary |  | 1 |  | IGBT 4-quadrant | 50 Hz | 70 m | No | 25.0 m/s | 59.5 m/s |  | conical | coated | Yes
1885 | 1885 | 1885 | 1885 | 1885 | 1885 | 1885 | TYHI - Taiyuan TZ1500/82 - 1,50 MW - Wind turbine | https://en.wind-turbine-models.com/turbines/2279-tyhi-taiyuan-tz1500-82 | 1 | 1,500.0 kW | - | 3.0 m/s | 10.4 m/s | 82.0 m | 5,281.0 m² | 3 | 284.0 W/m² | 3.5 m²/kW | spur/planetary |  | 1 |  | IGBT 4-quadrant | 50 Hz | 75 m | No | 25.0 m/s | 59.5 m/s |  | conical | coated | Yes
1886 | 1886 | 1886 | 1886 | 1886 | 1886 | 1886 | TYHI - Taiyuan TZ1500/87 - 1,50 MW - Wind turbine | https://en.wind-turbine-models.com/turbines/2280-tyhi-taiyuan-tz1500-87 | 1 | 1,500.0 kW | - | 3.0 m/s | 10.1 m/s | 87.0 m | 5,945.0 m² | 3 | 252.3 W/m² | 4.0 m²/kW | spur/planetary |  | 1 |  | IGBT 4-quadrant | 50 Hz | 80 m | No | 22.0 m/s | 52.5 m/s |  | conical | coated | Yes
1887 | 1887 | 1887 | 1887 | 1887 | 1887 | 1887 | TYHI - Taiyuan TZ1500/93 - 1,50 MW - Wind turbine | https://en.wind-turbine-models.com/turbines/2281-tyhi-taiyuan-tz1500-93 | 1 | 1,500.0 kW | - | 3.0 m/s | 9.5 m/s | 93.0 m | 6,793.0 m² | 3 | 220.8 W/m² | 4.5 m²/kW | spur/planetary |  | 1 |  | IGBT 4-quadrant | 50 Hz | 80 m | No | 22.0 m/s | 52.5 m/s |  | conical | coated | Yes
1888 | 1888 | 1888 | 1888 | 1888 | 1888 | 1888 | TYHI - Taiyuan TZ1500/100 - 1,50 MW - Wind turbine | https://en.wind-turbine-models.com/turbines/2282-tyhi-taiyuan-tz1500-100 | 1 | 1,500.0 kW | - | 3.0 m/s | 8.9 m/s | 100.0 m | 7,854.0 m² | 3 | 191.0 W/m² | 5.2 m²/kW | spur/planetary |  | 1 |  | IGBT 4-quadrant | 50 Hz | 90 m | No | 18.0 m/s | 52.5 m/s |  | conical | coated | Yes
1889 | 1889 | 1889 | 1889 | 1889 | 1889 | 1889 | TYHI - Taiyuan TZ2000/87 - 2,00 MW - Wind turbine | https://en.wind-turbine-models.com/turbines/2271-tyhi-taiyuan-tz2000-87 | 1 | 2,000.0 kW | - | 3.0 m/s | 11.2 m/s | 87.0 m | 5,945.0 m² | 3 | 336.4 W/m² | 3.0 m²/kW | spur/planetary |  | 1 |  | IGBT 4-quadrant | 50 Hz | 70 / 80 m | No | 25.0 m/s | 59.5 m/s |  | conical | coated | Yes
1890 | 1890 | 1890 | 1890 | 1890 | 1890 | 1890 | TYHI - Taiyuan TZ2000/93 - 2,00 MW - Wind turbine | https://en.wind-turbine-models.com/turbines/2272-tyhi-taiyuan-tz2000-93 | 1 | 2,000.0 kW | - | 3.0 m/s | 11.1 m/s | 93.0 m | 6,793.0 m² | 3 | 294.4 W/m² | 3.4 m²/kW | spur/planetary |  | 1 |  | IGBT 4-quadrant | 50 Hz | 80 m | No | 25.0 m/s | 59.5 m/s |  | conical | coated | Yes
1891 | 1891 | 1891 | 1891 | 1891 | 1891 | 1891 | TYHI - Taiyuan TZ2000/100 - 2,00 MW - Wind turbine | https://en.wind-turbine-models.com/turbines/2273-tyhi-taiyuan-tz2000-100 | 1 | 2,000.0 kW | - | 3.0 m/s | 9.9 m/s | 100.0 m | 7,854.0 m² | 3 | 254.6 W/m² | 3.9 m²/kW | spur/planetary |  | 1 |  | IGBT 4-quadrant | 50 Hz | 80 m | No | 25.0 m/s | 59.5 m/s |  | conical | coated | Yes
1892 | 1892 | 1892 | 1892 | 1892 | 1892 | 1892 | TYHI - Taiyuan TZ2000/105 - 2,00 MW - Wind turbine | https://en.wind-turbine-models.com/turbines/2274-tyhi-taiyuan-tz2000-105 | 1 | 2,000.0 kW | - | 3.0 m/s | 9.7 m/s | 105.0 m | 8,659.0 m² | 3 | 231.0 W/m² | 4.3 m²/kW | spur/planetary |  | 1 |  | IGBT 4-quadrant | 50 Hz | 80 m | No | 25.0 m/s | 59.5 m/s |  | conical | coated | Yes
1893 | 1893 | 1893 | 1893 | 1893 | 1893 | 1893 | TYHI - Taiyuan TZ2000/110 - 2,00 MW - Wind turbine | https://en.wind-turbine-models.com/turbines/2275-tyhi-taiyuan-tz2000-110 | 1 | 2,000.0 kW | - | 3.0 m/s | 9.4 m/s | 110.0 m | 9,503.0 m² | 3 | 210.5 W/m² | 4.8 m²/kW | spur/planetary |  | 1 |  | IGBT 4-quadrant | 50 Hz | 80 / 85 m | No | 22.0 m/s | 52.5 m/s |  | conical | coated | Yes
1894 | 1894 | 1894 | 1894 | 1894 | 1894 | 1894 | TYHI - Taiyuan TZ2000/116 - 2,00 MW - Wind turbine | https://en.wind-turbine-models.com/turbines/2276-tyhi-taiyuan-tz2000-116 | 1 | 2,000.0 kW | - | 3.0 m/s | 8.9 m/s | 116.0 m | 10,568.0 m² | 3 | 189.3 W/m² | 5.3 m²/kW | spur/planetary |  | 1 |  | IGBT 4-quadrant | 50 Hz | 80 / 85 m | No | 22.0 m/s | 52.5 m/s |  | conical | coated | Yes
1895 | 1895 | 1895 | 1895 | 1895 | 1895 | 1895 | TYHI - Taiyuan TZ2000/120 - 2,00 MW - Wind turbine | https://en.wind-turbine-models.com/turbines/2277-tyhi-taiyuan-tz2000-120 | 1 | 2,000.0 kW | - | 3.0 m/s | 8.7 m/s | 120.0 m | 11,310.0 m² | 3 | 176.8 W/m² | 5.7 m²/kW | spur/planetary |  | 1 |  | IGBT 4-quadrant | 50 Hz | 05 / 90 m | No | 22.0 m/s | 52.5 m/s |  | conical | coated | Yes
1896 | 1896 | 1896 | 1896 | 1896 | 1896 | 1896 | TYHI - Taiyuan TZ2500/122 - 2,50 MW - Wind turbine | https://en.wind-turbine-models.com/turbines/2269-tyhi-taiyuan-tz2500-122 | 1 | 2,500.0 kW | - | 3.0 m/s | 9.3 m/s | 122.0 m | 11,690.0 m² | 3 | 213.9 W/m² | 4.7 m²/kW | spur/planetary |  | 1 |  | IGBT 4-quadrant | 50 Hz | 90 / site specific m | No | 22.0 m/s | 52.5 m/s |  | conical | coated | Yes
1897 | 1897 | 1897 | 1897 | 1897 | 1897 | 1897 | TYHI - Taiyuan TZ2500/133 - 2,50 MW - Wind turbine | https://en.wind-turbine-models.com/turbines/2270-tyhi-taiyuan-tz2500-133 | 1 | 2,500.0 kW | - | 3.0 m/s | 8.8 m/s | 133.0 m | 13,893.0 m² | 3 | 179.9 W/m² | 5.6 m²/kW | spur/planetary |  | 1 |  | IGBT 4-quadrant | 50 Hz | 90 / site specific m | No | 22.0 m/s | 52.5 m/s |  | conical | coated | Yes
1898 | 1898 | 1898 | 1898 | 1898 | 1898 | 1898 | TYHI - Taiyuan TZ3000/104 - 3,00 MW - Wind turbine | https://en.wind-turbine-models.com/turbines/1586-tyhi-taiyuan-tz3000-104 | 1 | 3,000.0 kW | - | 3.0 m/s | 11.5 m/s | 104.0 m | 8,495.0 m² | 3 | 353.1 W/m² | 2.8 m²/kW | permanent magnet |  | 1 |  | IGBT full power converter | 50 Hz | 85 / site specific m | No | 25.0 m/s | 59.5 m/s |  | conical | coated | Yes
1899 | 1899 | 1899 | 1899 | 1899 | 1899 | 1899 | TYHI - Taiyuan TZ3000/113 - 3,00 MW - Wind turbine | https://en.wind-turbine-models.com/turbines/1587-tyhi-taiyuan-tz3000-113 | 1 | 3,000.0 kW | - | 3.0 m/s | 10.8 m/s | 113.0 m | 10,029.0 m² | 3 | 299.1 W/m² | 3.3 m²/kW | permanent magnet |  | 1 |  | IGBT full power converter | 50 Hz | 90 / site specific m | No | 25.0 m/s | 59.5 m/s |  | conical | coated | Yes
1900 | 1900 | 1900 | 1900 | 1900 | 1900 | 1900 | TYHI - Taiyuan TZ3000/120 - 3,00 MW - Wind turbine | https://en.wind-turbine-models.com/turbines/1588-tyhi-taiyuan-tz3000-120 | 1 | 3,000.0 kW | - | 3.0 m/s | 10.0 m/s | 120.0 m | 11,310.0 m² | 3 | 265.3 W/m² | 3.8 m²/kW | permanent magnet |  | 1 |  | IGBT full power converter | 50 Hz | site specific m | No | 25.0 m/s | 59.5 m/s |  | conical | coated | Yes
1901 | 1901 | 1901 | 1901 | 1901 | 1901 | 1901 | TYHI - Taiyuan TZ3000/140 - 3,00 MW - Wind turbine | https://en.wind-turbine-models.com/turbines/2268-tyhi-taiyuan-tz3000-140 | 1 | 3,000.0 kW | - | 3.0 m/s | 9.1 m/s | 140.0 m | 15,394.0 m² | 3 | 194.9 W/m² | 5.1 m²/kW | permanent magnet |  | 1 |  | IGBT full power converter | 50 Hz | 100 / project specific m | No | 22.0 m/s | 52.5 m/s |  | conical | coated | Yes
1902 | 1902 | 1902 | 1902 | 1902 | 1902 | 1902 | TYHI - Taiyuan TZ5000/128 - 5,00 MW - Wind turbine | https://en.wind-turbine-models.com/turbines/1584-tyhi-taiyuan-tz5000-128 | 1 | 5,000.0 kW | - | 3.0 m/s | 12.0 m/s | 128.0 m | 12,867.0 m² | 3 | 388.6 W/m² | 2.6 m²/kW | permanent magnet |  | 1 |  | IGBT full power converter | 50 Hz | 90 / site specific m | Yes | 25.0 m/s | 70.0 m/s |  | conical | coated
1903 | 1903 | 1903 | 1903 | 1903 | 1903 | 1903 | TYHI - Taiyuan TZ5000/153 - 5,00 MW - Wind turbine | https://en.wind-turbine-models.com/turbines/1585-tyhi-taiyuan-tz5000-153 | 1 | 5,000.0 kW | - | 3.0 m/s | 10.3 m/s | 153.0 m | 18,385.0 m² | 3 | 272.0 W/m² | 3.7 m²/kW | Permanent magnet |  | 1 |  | IGBT full power converter | 50 Hz | 105 / site specific m | Yes | 25.0 m/s | 70.0 m/s |  | conical | coated
1904 | 1904 | 1904 | 1904 | 1904 | 1904 | 1904 | TYHI - Taiyuan TZ6000/154 - 6,00 MW - Wind turbine | https://en.wind-turbine-models.com/turbines/2267-tyhi-taiyuan-tz6000-154 | 1 | 6,000.0 kW | - | 3.0 m/s | 12.0 m/s | 154.0 m | 18,627.0 m² | 3 | 322.1 W/m² | 3.1 m²/kW | permanent magnet |  | 1 |  | IGBT full power converter | 50 Hz | 100 / project specific m | Yes | 25.0 m/s | 70.0 m/s |  | conical | coated
1905 | 1905 | 1905 | 1905 | 1905 | 1905 | 1905 | TYHI - Taiyuan TZ8000/168 - 8,00 MW - Wind turbine | https://en.wind-turbine-models.com/turbines/2283-tyhi-taiyuan-tz8000-168 | 1 | 8,000.0 kW | - |  |  | 168.0 m | 22,167.0 m² |  | 360.9 W/m² | 2.8 m²/kW | [7 empty] | Yes
1906 | 1906 | 1906 | 1906 | 1906 | 1906 | 1906 | TYHI - Taiyuan TZ8000/182 - 8,00 MW - Wind turbine | https://en.wind-turbine-models.com/turbines/2284-tyhi-taiyuan-tz8000-182 | 1 | 8,000.0 kW | - |  |  | 182.0 m | 26,016.0 m² |  | 307.5 W/m² | 3.3 m²/kW | [7 empty] | Yes
1907 | 1907 | 1907 | 1907 | 1907 | 1907 | 1907 | TECO TFC2000 - 2,00 MW - Wind turbine | https://en.wind-turbine-models.com/turbines/1045-teco-tfc2000 | 1 | 2,000.0 kW | - | 3.5 m/s | 12.5 m/s | 80.0 m |  | 3 | 0.0 W/m² | 0.0 m²/kW | 39m |  | 1 |  |  |  | 70 m | No | 25.0 m/s |  | GFRP | conical | painted | Yes |  | Ia
1908 | 1908 | 1908 | 1908 | 1908 | 1908 | 1908 | Tellus T-1780 - 80,00 kW - Wind turbine | https://en.wind-turbine-models.com/turbines/673-tellus-t-1780 | 1 | 80.0 kW | - | 3.0 m/s | 14.0 m/s | 17.0 m | 227.0 m² | 3 | 352.4 W/m² | 2.8 m²/kW | LM 8.2 | 3.0 | 1 | 380.0 V | thyristors | 50 Hz | 23.4/40.8 m | No | 28.0 m/s | 65.0 m/s | GFRP |  | hot dip galvanized or painted | Yes |  |  | 54.0 U/min | 48 m/s | LM Glasfieber | 1:19 | 1,008.0 U/min | 1.3 t | 4.1 t | 9.5 t | 14.9 t
1909 | 1909 | 1909 | 1909 | 1909 | 1909 | 1909 | Tellus T-1995 - 95,00 kW - Wind turbine | https://en.wind-turbine-models.com/turbines/168-tellus-t-1995 | 1 | 95.0 kW | - |  |  | 19.0 m | 238.5 m² | 3 | 398.3 W/m² | 2.5 m²/kW | Lattice | [5 empty] | 28.0 m | No | [5 empty] | Yes
1910 | 1910 | 1910 | 1910 | 1910 | 1910 | 1910 | The Wind Factory TWF 15 - 80,00 kW - Wind turbine | https://en.wind-turbine-models.com/turbines/845-the-wind-factory-twf-15 | 1 | 80.0 kW | - | 3.0 m/s | 12.0 m/s | 15.0 m | 255.0 m² | 2 | 313.7 W/m² | 3.2 m²/kW | with out. direct drive |  | 1 | 400.0 V | IGBT | 50 Hz | 15 m | No | 25.0 m/s |  | carbon fiber reinforced epoxy |  |  | Yes |  |  | 120.0 U/min | 94 m/s
1911 | 1911 | 1911 | 1911 | 1911 | 1911 | 1911 | The Wind Factory TWF 18 - 80,00 kW - Wind turbine | https://en.wind-turbine-models.com/turbines/630-the-wind-factory-twf-18 | 1 | 80.0 kW | - | 3.0 m/s | 12.0 m/s | 18.0 m | 255.0 m² | 2 | 313.7 W/m² | 3.2 m²/kW | Synchronous permanent |  | 1 | 400.0 V | IGBT | 50 Hz | 18/30/31/40 m | No | 25.0 m/s |  | carbon fiber expoy | conical | painted | Yes |  |  | 120.0 U/min | 113 m/s
1912 | 1912 | 1912 | 1912 | 1912 | 1912 | 1912 | Wind Turbine Company WTC 100 - 100,00 kW - Wind turbine | https://en.wind-turbine-models.com/turbines/2134-wind-turbine-company-wtc-100 | 1 | 100.0 kW | - | 2.5 m/s | 11.0 m/s | 26.0 m | 530.0 m² | 2 | 188.7 W/m² | 5.3 m²/kW | Flapping Hinge. Downwind Orientation | 2.0 | 1 |  | Power Factor Correction Capacitors |  | site specific to 50 m | No | 20.0 m/s |  |  | conical |  | Yes | [12 empty] | 2000
1913 | 1913 | 1913 | 1913 | 1913 | 1913 | 1913 | THYmøllen TWP40-6 - 6,00 kW - Wind turbine | https://en.wind-turbine-models.com/turbines/254-thym-llen-twp40-6 | 1 | 6.0 kW | - | 4.0 m/s | 8.0 m/s | 7.1 m | 38.5 m² | 3 | 155.8 W/m² | 6.4 m²/kW | asynkron |  | 1.0 | 400.0 V |  | 50.0 Hz | 21.4 m | No | 25.0 m/s | 60.0 m/s | Glasfiber |  |  | Yes |  |  | 98.0 U/min | 36 m/s | Reynold | 1:8 | 750.0 U/min |  | 0.9 t | 2.5 t
1914 | 1914 | 1914 | 1914 | 1914 | 1914 | 1914 | THYmøllen TWP40-10 - 10,00 kW - Wind turbine | https://en.wind-turbine-models.com/turbines/2493-thym-llen-twp40-10 | 1 | 10.0 kW | - | 3.0 m/s |  | 7.1 m | 40.0 m² | 3 | 250.0 W/m² | 4.0 m²/kW | parallel |  | 1 | 690.0 V |  | 50 Hz | 21.4 m | No | 25.0 m/s |  | glasfiber |  | Hot-dip galvanized | Yes |  |  | 105.0 U/min | 39 m/s | Tramec |  |  |  | 1.0 t | 2.8 t
1915 | 1915 | 1915 | 1915 | 1915 | 1915 | 1915 | Tornado Wind Ltd. Tornado 500 - 0,50 kW - Wind turbine | https://en.wind-turbine-models.com/turbines/1049-tornado-wind-ltd.-tornado-500 | 1 | 0.5 kW | - | 3.6 m/s | 11.0 m/s | 2.1 m | 3.5 m² | 2 | 142.9 W/m² | 7.0 m²/kW | without |  | 1 | 100.0 V | silicon diode | 50 Hz | 10 m | No | 30.0 m/s |  | Epoxy impregnated wood |  | hot-dip galvanized | Yes | [12 empty] | 1981
1916 | 1916 | 1916 | 1916 | 1916 | 1916 | 1916 | Tozzi Green Victory 16-20 - 19,90 kW - Wind turbine | https://en.wind-turbine-models.com/turbines/1602-tozzi-green-victory-16-20 | 1 | 19.9 kW | - | 2.5 m/s | 7.4 m/s | 16.0 m | 201.0 m² | 3 | 99.0 W/m² | 10.1 m²/kW | Synchronous generator with permanent magnets |  | 1 | 400.0 V |  | 50 Hz | 24 m | No | 20.0 m/s |  | GRP | conical | painted | Yes |  | IIa
1917 | 1917 | 1917 | 1917 | 1917 | 1917 | 1917 | Tozzi Green Victory 19-20 - 19,90 kW - Wind turbine | https://en.wind-turbine-models.com/turbines/1603-tozzi-green-victory-19-20 | 1 | 19.9 kW | - | 2.5 m/s | 6.6 m/s | 19.0 m | 283.5 m² | 3 | 70.2 W/m² | 14.2 m²/kW | Synchronous generator with permanent magnets |  | 1 | 400.0 V |  | 50 Hz | 24 m | No | 16.0 m/s |  | GRP | conical | painted | Yes |  | IV
1918 | 1918 | 1918 | 1918 | 1918 | 1918 | 1918 | Tozzi Green Victory 24-60 - 59,90 kW - Wind turbine | https://en.wind-turbine-models.com/turbines/1600-tozzi-green-victory-24-60 | 1 | 59.9 kW | - | 2.5 m/s | 8.1 m/s | 24.0 m | 452.5 m² | 3 | 132.4 W/m² | 7.6 m²/kW | Assi paralleli | 2.0 | 1 | 400.0 V | IGBT | 50 Hz | 30 m | No | 20.0 m/s |  | GRP | conical | painted | Yes |  | IIIa | 43.0 U/min | 54 m/s |  | 1:20 | 885.0 U/min
1919 | 1919 | 1919 | 1919 | 1919 | 1919 | 1919 | Tozzi Green Victory 26-60 - 59,90 kW - Wind turbine | https://en.wind-turbine-models.com/turbines/1601-tozzi-green-victory-26-60 | 1 | 59.9 kW | - | 2.5 m/s | 7.6 m/s | 26.0 m | 530.9 m² | 3 | 112.8 W/m² | 8.9 m²/kW | Assi paralleli | 2.0 | 1 | 400.0 V | IGBT | 50 Hz | 30 m | No | 16.0 m/s |  | GRP | conical | painted | Yes |  | IV | 40.0 U/min | 54 m/s |  | 1:20 | 824.0 U/min | 2.4 t | 5.0 t | 12.0 t | 19.4 t
1920 | 1920 | 1920 | 1920 | 1920 | 1920 | 1920 | Tozzi Green TN 535 - 9,90 kW - Wind turbine | https://en.wind-turbine-models.com/turbines/681-tozzi-green-tn-535 | 1 | 9.9 kW | - | 2.5 m/s | 6.7 m/s | 13.2 m | 136.7 m² | 3 | 72.4 W/m² | 13.8 m²/kW | LWTB535 6.344m |  | 1 |  |  | 50 Hz | 14.6/17.6/23.6 m | No | 16.0 m/s |  | GFRP | polygonal | galvanized | Yes |  |  | 66.0 U/min | 46 m/s |  | 1:11 | 750.0 U/min | 0.3 t | 0.8 t | 3.4 t | 4.5 t
1921 | 1921 | 1921 | 1921 | 1921 | 1921 | 1921 | TREVI Energy WM3100 - 3,10 MW - Wind turbine | https://en.wind-turbine-models.com/turbines/1251-trevi-energy-wm3100 | 1 | 3,100.0 kW | - |  |  | 84.0 m | 5,541.8 m² | 3 | 559.4 W/m² | 1.8 m²/kW | LM 53.2 | [6 empty] | No |  |  | GFRP |  |  | Yes |  | IIa |  |  | LM Glasfiber A/S
1922 | 1922 | 1922 | 1922 | 1922 | 1922 | 1922 | TUGE 10 kW - 10,00 kW - Wind turbine | https://en.wind-turbine-models.com/turbines/1636-tuge-10-kw | 1 | 10.0 kW | - | 3.0 m/s | 11.0 m/s | 10.2 m | 82.0 m² | 3 | 122.0 W/m² | 8.2 m²/kW | without. direct drive |  | 1 |  |  |  | 18/22 m | No | 25.0 m/s |  |  |  |  | Yes |  | IIa | 79.0 U/min | 42 m/s | [8 empty] | 2012
1923 | 1923 | 1923 | 1923 | 1923 | 1923 | 1923 | TUGE TUGE 15 kW - 15,00 kW - Wind turbine | https://en.wind-turbine-models.com/turbines/2466-tuge-tuge-15-kw | 1 | 15.0 kW | 13.0 - 15.0 kW | 3.0 m/s | 11.0 m/s | 16.0 m | 199.0 m² | 3 | 75.4 W/m² | 13.3 m²/kW | planetary |  | 1 |  | Direct with reactive power compensation | 50 Hz | 36 m | No | 32.0 m/s | 50.0 m/s | fiberglass |  | Hot-dip galvanized | Yes | - | Ia | 45.0 U/min | 38 m/s | Olsen
1924 | 1924 | 1924 | 1924 | 1924 | 1924 | 1924 | TURBOWINDS V8 VAWT prototype - 13,00 kW - Wind turbine | https://en.wind-turbine-models.com/turbines/1607-turbowinds-v8-vawt-prototype | 1 | 13.0 kW | - | 3.5 m/s | 12.0 m/s | 8.0 m | 48.0 m² | 3 | 270.8 W/m² | 3.7 m²/kW | 6m. NACA 0015 | 2.0 | 1 |  |  |  | 3.5 m | No | 50.0 m/s |  | reinforced polyester fiberglas | welded steel | 6 post galvanized steel | Yes |  |  | 80.0 U/min | 34 m/s | Turbowinds n.v. |  | 1,500.0 U/min | [5 empty] | 1987
1925 | 1925 | 1925 | 1925 | 1925 | 1925 | 1925 | TURBOWINDS TML25 - 25,00 kW - Wind turbine | https://en.wind-turbine-models.com/turbines/2049-turbowinds-tml25 | 1 | 25.0 kW | - | 2.5 m/s | 10.0 m/s | 11.7 m | 108.4 m² | 2 | 230.6 W/m² | 4.3 m²/kW | NACA63_xxx / 5.6m |  | 1 | 480.0 V | converter/inverter unit | 50/60 Hz | 18 m | No | 25.0 m/s | 59.5 m/s | Epoxy/fiberglass composite | Welded steel | Galvanisation. outside painted | Yes |  |  | 108.0 U/min | 66 m/s | ABB |  |  |  | 1.5 t | 3.2 t | 4.7 t
1926 | 1926 | 1926 | 1926 | 1926 | 1926 | 1926 | TURBOWINDS T100-10 - 100,00 kW - Wind turbine | https://en.wind-turbine-models.com/turbines/1593-turbowinds-t100-10 | 1 | 100.0 kW | - |  |  | 10.0 m | 78.5 m² | 3 | 1,273.9 W/m² | 0.8 m²/kW | spur |  | 1 |  |  |  | 15 m | No |  |  | GFRP | conical | painted | Yes
1927 | 1927 | 1927 | 1927 | 1927 | 1927 | 1927 | TURBOWINDS T300-28 - 300,00 kW - Wind turbine | https://en.wind-turbine-models.com/turbines/569-turbowinds-t300-28 | 1 | 300.0 kW | - | 4.0 m/s | 14.0 m/s | 28.0 m | 616.0 m² | 3 | 487.0 W/m² | 2.1 m²/kW | NACA 63_XXX | 3.0 | 1 | 690.0 V | Thyristor | 50 Hz | 30 m | No | 25.0 m/s | 62.0 m/s | GRP | conical | painted | Yes |  |  | 43.0 U/min | 63 m/s |  |  | 1,500.0 U/min
1928 | 1928 | 1928 | 1928 | 1928 | 1928 | 1928 | TURBOWINDS T400-34 - 400,00 kW - Wind turbine | https://en.wind-turbine-models.com/turbines/570-turbowinds-t400-34 | 1 | 400.0 kW | - | 3.0 m/s | 14.0 m/s | 34.0 m | 908.0 m² | 3 | 440.5 W/m² | 2.3 m²/kW | NASA LS1(mod)04XX | 3.0 | 1 | 690.0 V | Thyristor | 50 Hz | 30/34/50 m | No | 25.0 m/s | 60.0 m/s | Wood/epoxy | conical | painted | Yes |  |  | 33.0 U/min | 59 m/s |  |  | 1,500.0 U/min |  | 18.0 t | 36.0 t | 54.0 t
1929 | 1929 | 1929 | 1929 | 1929 | 1929 | 1929 | TURBOWINDS T500-48 - 500,00 kW - Wind turbine | https://en.wind-turbine-models.com/turbines/571-turbowinds-t500-48 | 1 | 500.0 kW | - | 3.0 m/s | 12.0 m/s | 48.0 m | 1,810.0 m² | 3 | 276.2 W/m² | 3.6 m²/kW | NACA 63-xxx | 3.0 | 1 | 690.0 V | Thyristor | 50 Hz | 50/60 m | No | 25.0 m/s | 60.0 m/s | GRP | conical | painted | Yes |  |  | 23.0 U/min | 58 m/s |  |  | 1,500.0 U/min |  | 35.0 t | 61.0 t | 96.0 t
1930 | 1930 | 1930 | 1930 | 1930 | 1930 | 1930 | TURBOWINDS T600-48 - 600,00 kW - Wind turbine | https://en.wind-turbine-models.com/turbines/149-turbowinds-t600-48 | 1 | 600.0 kW | - | 3.0 m/s | 12.5 m/s | 48.0 m | 1,810.0 m² | 3 | 331.5 W/m² | 3.0 m²/kW | DU97-W-300. DU91-W2-250 FFA-W3-211. NACA63418 | 3.0 | 1 | 690.0 V | Thyristor | 50 Hz | 50 /60 m | No | 25.0 m/s | 60.0 m/s | GRP | conical | painted | Yes |  |  | 23.0 U/min | 58 m/s |  |  | 1,500.0 U/min |  | 35.0 t | 61.0 t | 96.0 t
1931 | 1931 | 1931 | 1931 | 1931 | 1931 | 1931 | Tvind Prototype - 2,00 MW - Wind turbine | https://en.wind-turbine-models.com/turbines/39-tvind-prototype | 1 | 2,000.0 kW | - | 5.0 m/s | 14.8 m/s | 54.0 m | 2,290.0 m² | 3 | 873.4 W/m² | 1.1 m²/kW | 27m | 3.0 | 1 | 3,300.0 V | inverters | 50 Hz | 53.0 m | No | 20.0 m/s |  | Fiberglas spar | cylindrical | painted | Yes |  |  | 42.0 U/min | 119 m/s | Tvind | 1:18 | 1,800.0 U/min |  | 100.0 t |  |  |  | 1975 | 5.2 t
1932 | 1932 | 1932 | 1932 | 1932 | 1932 | 1932 | TWE-Tandem Wind Ener WindStream5 - 5,00 kW - Wind turbine | https://en.wind-turbine-models.com/turbines/2295-twe-tandem-wind-ener-windstream5 | 1 | 5.0 kW | - | 3.5 m/s | 13.5 m/s | 5.1 m | 20.0 m² | 3 | 250.0 W/m² | 4.0 m²/kW | spur | 1.0 | 1 |  | microprocessor | 50 Hz | 12* / 18 m | No | 25.0 m/s | 65.0 m/s | GFRP |  |  | Yes | [12 empty] | 2019
1933 | 1933 | 1933 | 1933 | 1933 | 1933 | 1933 | Tyer Wind TW2 Himilce - 1,00 kW - Wind turbine | https://en.wind-turbine-models.com/turbines/1582-tyer-wind-tw2-himilce | 1 | 1.0 kW | - | 3.8 m/s | 10.0 m/s | 3.5 m | 3.6 m² | 2 | 280.9 W/m² | 3.6 m²/kW | 1.6m |  | 1 |  |  |  |  | Yes |  |  | carbon fiber | [5 empty] | 450.0 U/min | 82 m/s
1934 | 1934 | 1934 | 1934 | 1934 | 1934 | 1934 | UGE VisionAIR5 - 3,20 kW - Wind turbine | https://en.wind-turbine-models.com/turbines/1592-uge-visionair5 | 1 | 3.2 kW | - | 3.5 m/s | 11.0 m/s | 3.2 m | 16.6 m² | 3 | 192.8 W/m² | 5.2 m²/kW | VisionAIR5 |  | 1 | 530.0 V | inverters | 50/60 Hz | 5.2 m | No | 20.0 m/s | 50.0 m/s | Fiberglas | cylindrical |  | Yes |  |  | 130.0 U/min | 22 m/s | UGE |  |  |  | 0.4 t |  | 0.8 t |  |  | 0.1 t
1935 | 1935 | 1935 | 1935 | 1935 | 1935 | 1935 | Poulsen MK I "the Stork" - 30,00 kW - Wind turbine | https://en.wind-turbine-models.com/turbines/2178-poulsen-mk-i-the-stork | 1 | 30.0 kW | - |  |  | 13.0 m | 133.0 m² | 2 | 225.6 W/m² | 4.4 m²/kW | direct drive |  |  |  |  | 50 Hz | 12 m | No |  |  | aluminum |  |  | Yes |  |  | 120.0 U/min | 82 m/s | VPF Maskinfabrik | [7 empty] | 1980
1936 | 1936 | 1936 | 1936 | 1936 | 1936 | 1936 | Poulsen MK II - 15,00 kW - Wind turbine | https://en.wind-turbine-models.com/turbines/201-poulsen-mk-ii | 1 | 15.0 kW | - |  |  | 10.6 m | 88.3 m² | 3 | 169.9 W/m² | 5.9 m²/kW | Lattice | [5 empty] | 18.0 m | No | [5 empty] | Yes
1937 | 1937 | 1937 | 1937 | 1937 | 1937 | 1937 | Unbekannt Unbekannt - Wind turbine | https://en.wind-turbine-models.com/turbines/952-unbekannt-unbekannt | 1 | - | [6 empty] | 0.0 W/m² | 0.0 m²/kW | [7 empty] | No | [5 empty] | Yes
1938 | 1938 | 1938 | 1938 | 1938 | 1938 | 1938 | Unbekannt Unbekannt 2 - 1,00 kW - Wind turbine | https://en.wind-turbine-models.com/turbines/969-unbekannt-unbekannt-2 | 1 | 1.0 kW | - |  |  | 3.0 m | 7.0 m² | 4 | 142.9 W/m² | 7.0 m²/kW | [7 empty] | No | [5 empty] | Yes
1939 | 1939 | 1939 | 1939 | 1939 | 1939 | 1939 | Unbekannt Unbekannt 3 - Wind turbine | https://en.wind-turbine-models.com/turbines/1191-unbekannt-unbekannt-3 | 1 | - | [6 empty] | 0.0 W/m² | 0.0 m²/kW | [7 empty] | No | [5 empty] | Yes
1940 | 1940 | 1940 | 1940 | 1940 | 1940 | 1940 | Uni Wind UW30 - 30,00 kW - Wind turbine | https://en.wind-turbine-models.com/turbines/1209-uni-wind-uw30 | 1 | 30.0 kW | - | 2.0 m/s | 12.0 m/s | 12.3 m | 119.0 m² | 3 | 252.1 W/m² | 4.0 m²/kW | Torque. permanent |  | 1 | 690.0 V | inverters | 50 Hz | 23.5/30 m | No | 15.0 m/s |  | GFK | conical | hot dip galvanized | Yes |  |  | 90.0 U/min | 58 m/s |  |  |  |  | 1.8 t
1941 | 1941 | 1941 | 1941 | 1941 | 1941 | 1941 | U.E. Fenosa AWEC-60 - 1,20 MW - Wind turbine | https://en.wind-turbine-models.com/turbines/818-u.e.-fenosa-awec-60 | 1 | 1,200.0 kW | - | 4.9 m/s | 12.2 m/s | 60.0 m | 2,827.0 m² | 3 | 424.5 W/m² | 2.4 m²/kW | NACA-44 | 3.0 | 1 | 600.0 V | IGBT | 50 Hz | 50 m | No | 24.0 m/s | 60.0 m/s | GFRP | conical/cylindrical |  | Yes |  |  | 23.0 U/min | 72 m/s | MAN | 1:58 | 1,327.0 U/min |  | 18.7 t | 470.0 t | 657.0 t |  |  | 8.6 t
1942 | 1942 | 1942 | 1942 | 1942 | 1942 | 1942 | Unison U50 - 750,00 kW - Wind turbine | https://en.wind-turbine-models.com/turbines/1562-unison-u50 | 1 | 750.0 kW | - | 3.0 m/s | 125.0 m/s | 50.0 m | 1,963.0 m² | 3 | 382.1 W/m² | 2.6 m²/kW | direct drive |  | 1 |  | converter | 50/60 Hz | 50 m | No | 25.0 m/s | 70.0 m/s | GRP/epoxy | conical | painted | Yes |  | Ia | 28.0 U/min | 73 m/s
1943 | 1943 | 1943 | 1943 | 1943 | 1943 | 1943 | Unison U54 - 750,00 kW - Wind turbine | https://en.wind-turbine-models.com/turbines/1563-unison-u54 | 1 | 750.0 kW | - | 3.0 m/s | 11.5 m/s | 54.0 m | 2,290.0 m² | 3 | 327.5 W/m² | 3.1 m²/kW | direct drive |  | 1 |  | converter | 50/60 Hz | 60 m | No | 25.0 m/s | 59.5 m/s | GRP/epoxy | conical | painted | Yes |  | IIa | 28.0 U/min | 79 m/s
1944 | 1944 | 1944 | 1944 | 1944 | 1944 | 1944 | Unison U57 - 750,00 kW - Wind turbine | https://en.wind-turbine-models.com/turbines/1564-unison-u57 | 1 | 750.0 kW | - | 3.0 m/s | 115.0 m/s | 57.0 m | 2,551.7 m² | 3 | 293.9 W/m² | 3.4 m²/kW | direct drive |  | 1.0 |  | converter | 50/60 Hz | 68.0 m | No | 25.0 m/s | 525.0 m/s | GRP/epoxy | conical | painted | Yes |  | IIIa | 28.0 U/min | 84 m/s
1945 | 1945 | 1945 | 1945 | 1945 | 1945 | 1945 | Unison U88 - 2,00 MW - Wind turbine | https://en.wind-turbine-models.com/turbines/86-unison-u88 | 1 | 2,000.0 kW | - | 3.0 m/s | 12.0 m/s | 88.0 m | 6,079.0 m² | 3 | 329.0 W/m² | 3.0 m²/kW | 2 planetary / 1 helical | 3.0 | 1 |  | converter | 50/60 Hz | 80 m | No | 25.0 m/s | 595.0 m/s | GRP/epoxy | conical | painted | Yes |  | IIa | 175.0 U/min | 806 m/s |  | 1:72 | 1,265.0 U/min
1946 | 1946 | 1946 | 1946 | 1946 | 1946 | 1946 | Unison U93 - 2,00 MW - Wind turbine | https://en.wind-turbine-models.com/turbines/1565-unison-u93 | 1 | 2,000.0 kW | - | 3.0 m/s | 115.0 m/s | 93.0 m | 6,792.9 m² | 3 | 294.4 W/m² | 3.4 m²/kW | 2 planetary / 1 helical | 3.0 | 1.0 |  | converter | 50/60 Hz | 80/100 m | No | 25.0 m/s | 525.0 m/s | GRP/epoxy | conical | painted | Yes |  | IIIa | 175.0 U/min | 852 m/s |  | 1:72 | 1,265.0 U/min
1947 | 1947 | 1947 | 1947 | 1947 | 1947 | 1947 | Unison U93E - 2,00 MW - Wind turbine | https://en.wind-turbine-models.com/turbines/1566-unison-u93e | 1 | 2,000.0 kW | - | 3.0 m/s | 115.0 m/s | 93.0 m | 6,792.9 m² | 3 | 294.4 W/m² | 3.4 m²/kW | 2 planetary / 1 helical | 3.0 | 1.0 |  | converter | 50/60 Hz | 80/100 m | No | 25.0 m/s | 595.0 m/s | GRP/epoxy | conical | painted | Yes |  | S | 175.0 U/min | 852 m/s |  | 1:72 | 1,265.0 U/min
1948 | 1948 | 1948 | 1948 | 1948 | 1948 | 1948 | Unison U113 - 2,30 MW - Wind turbine | https://en.wind-turbine-models.com/turbines/1567-unison-u113 | 1 | 2,300.0 kW | - | 3.0 m/s | 10.5 m/s | 112.8 m | 9,993.3 m² | 3 | 230.2 W/m² | 4.3 m²/kW | 2 planetary / 1 helical | 3.0 | 1 |  | converter | 50/60 Hz | 80/100/140* m | No | 20.0 m/s | 59.5 m/s | GRP/epoxy | conical | painted | Yes |  | S | 15.4 U/min | 91 m/s |  | 1:86 | 1,325.0 U/min
1949 | 1949 | 1949 | 1949 | 1949 | 1949 | 1949 | Unison U136 - 4,20 MW - Wind turbine | https://en.wind-turbine-models.com/turbines/1975-unison-u136 | 1 | 4,200.0 kW | - | 3.0 m/s | 12.5 m/s | 135.7 m | 14,470.0 m² | 3 | 290.3 W/m² | 3.4 m²/kW | 66.5m | 3.0 | 1 |  | IGBT | 50/60 Hz | 95 / site specific m | No | 22.0 m/s |  |  | conical | painted | Yes |  | Ia | 12.2 U/min | 87 m/s
1950 | 1950 | 1950 | 1950 | 1950 | 1950 | 1950 | Unison U146 - 4,20 MW - Wind turbine | https://en.wind-turbine-models.com/turbines/1976-unison-u146 | 1 | 4,200.0 kW | - | 3.0 m/s | 10.0 m/s | 146.3 m | 16,812.0 m² | 3 | 249.8 W/m² | 4.0 m²/kW | 71.8m | 3.0 | 1 |  | IGBT | 50/60 Hz | 95 / site specific m | No | 22.0 m/s |  |  | conical | painted | Yes |  | IIb | 11.0 U/min | 84 m/s
1951 | 1951 | 1951 | 1951 | 1951 | 1951 | 1951 | Unitron UE-6 - 0,65 kW - Wind turbine | https://en.wind-turbine-models.com/turbines/1884-unitron-ue-6 | 1 | 0.7 kW | - | 2.7 m/s | 10.5 m/s | 2.2 m | 3.7 m² | 3 | 175.7 W/m² | 5.7 m²/kW | direct drive |  | 1 | 140.0 V | inverters | 50/60 Hz | site specific m | Yes |  | 55.0 m/s | Carbon Fiber composite | [5 empty] | 720.0 U/min | 83 m/s |  |  |  |  | 0.4 t
1952 | 1952 | 1952 | 1952 | 1952 | 1952 | 1952 | Unitron UE-15 - 1,50 kW - Wind turbine | https://en.wind-turbine-models.com/turbines/1883-unitron-ue-15 | 1 | 1.5 kW | - | 2.7 m/s | 10.5 m/s | 3.2 m | 9.2 m² | 3 | 163.0 W/m² | 6.1 m²/kW | direct drive |  | 1 | 140.0 V | inverters | 50/60 Hz | site specific m | Yes |  | 55.0 m/s | Carbon Fiber composite | [5 empty] | 525.0 U/min | 88 m/s |  |  |  |  | 0.3 t
1953 | 1953 | 1953 | 1953 | 1953 | 1953 | 1953 | Unitron UE15 plus - 1,80 kW - Wind turbine | https://en.wind-turbine-models.com/turbines/1882-unitron-ue15-plus | 1 | 1.8 kW | - | 2.7 m/s | 10.5 m/s | 3.4 m | 9.4 m² | 3 | 191.5 W/m² | 5.2 m²/kW | direct drive |  | 1 | 140.0 V | inverters | 50/60 Hz | site specific m | Yes |  | 55.0 m/s | Carbon Fiber composite | [5 empty] | 525.0 U/min | 93 m/s |  |  |  |  | 0.4 t
1954 | 1954 | 1954 | 1954 | 1954 | 1954 | 1954 | Unitron UE 33 - 3,30 kW - Wind turbine | https://en.wind-turbine-models.com/turbines/1881-unitron-ue-33 | 1 | 3.3 kW | - | 2.7 m/s | 10.5 m/s | 4.7 m | 16.4 m² | 3 | 201.2 W/m² | 5.0 m²/kW | direct drive |  | 1 |  | inverters | 50/60 Hz | site specific m | Yes |  | 55.0 m/s | Carbon Fiber composite | [5 empty] | 525.0 U/min | 128 m/s |  |  |  |  | 0.7 t
1955 | 1955 | 1955 | 1955 | 1955 | 1955 | 1955 | Unitron UE42 - 4,20 kW - Wind turbine | https://en.wind-turbine-models.com/turbines/1880-unitron-ue42 | 1 | 4.2 kW | - | 2.7 m/s | 11.0 m/s | 4.9 m | 19.0 m² | 3 | 221.1 W/m² | 4.5 m²/kW | direct drive |  | 1 | 440.0 V | inverters | 50/60 Hz | site specific m | Yes |  | 55.0 m/s | Carbon Fiber composite | [5 empty] | 525.0 U/min | 135 m/s |  |  |  |  | 0.9 t
1956 | 1956 | 1956 | 1956 | 1956 | 1956 | 1956 | Unitron UE42 plus - 5,10 kW - Wind turbine | https://en.wind-turbine-models.com/turbines/1879-unitron-ue42-plus | 1 | 5.1 kW | - | 2.7 m/s | 11.0 m/s | 5.2 m | 21.4 m² | 3 | 238.3 W/m² | 4.2 m²/kW | direct drive |  | 1 | 400.0 V | inverters | 50/60 Hz | site specific m | Yes |  | 55.0 m/s | Carbon Fiber composite | [5 empty] | 525.0 U/min | 144 m/s |  |  |  |  | 0.1 t
1957 | 1957 | 1957 | 1957 | 1957 | 1957 | 1957 | unknown unidentified - Wind turbine | https://en.wind-turbine-models.com/turbines/649-unknown-unidentified | 1 | - | [6 empty] | 0.0 W/m² | 0.0 m²/kW | [7 empty] | No | [5 empty] | Yes
1958 | 1958 | 1958 | 1958 | 1958 | 1958 | 1958 | Uprise Energy 10kW Mobile Power Station - 10,00 kW - Wind turbine | https://en.wind-turbine-models.com/turbines/2486-uprise-energy-10kw-mobile-power-station | 1 | 10.0 kW | - | 4.5 m/s | 11.2 m/s | 6.9 m | 37.4 m² | 5 | 267.4 W/m² | 3.7 m²/kW | horizontal axis. upwind. 3.4m blade length |  | 1 |  | AC or DC Voltage & Hz per customer requirement |  | 14.9 m | Yes |  |  | carbon fiber | cylindrical |  |  |  |  | 159.0 U/min | 57 m/s | Uprise | [5 empty] | 3.2 t
1959 | 1959 | 1959 | 1959 | 1959 | 1959 | 1959 | USW U.S. Windpower 33M-VS - 360,00 kW - Wind turbine | https://en.wind-turbine-models.com/turbines/533-usw-u.s.-windpower-33m-vs | 1 | 360.0 kW | - | 4.0 m/s | 13.5 m/s | 33.0 m | 855.0 m² | 3 | 421.1 W/m² | 2.4 m²/kW | NASA LS-1-0417 | 2.0 | 2 | 480.0 V | inverters | 60.0 Hz | 24.4/30.6/36.6 m | No | 28.5 m/s | 67.0 m/s | Fiberglas |  | galvanized | Yes |  |  | 54.0 U/min | 93 m/s | MOD | 1:45 | 2,250.0 U/min |  | 9.1 t | 14.5 t | 30.0 t |  |  | 1.0 t
1960 | 1960 | 1960 | 1960 | 1960 | 1960 | 1960 | USW U.S. Windpower 56-50 - 50,00 kW - Wind turbine | https://en.wind-turbine-models.com/turbines/532-usw-u.s.-windpower-56-50 | 1 | 50.0 kW | - |  |  | 17.0 m |  | 3 | 0.0 W/m² | 0.0 m²/kW | [7 empty] | No |  |  | Fiberglas |  |  | Yes |  |  |  |  | USW
1961 | 1961 | 1961 | 1961 | 1961 | 1961 | 1961 | USW U.S. Windpower 56-100 - 100,00 kW - Wind turbine | https://en.wind-turbine-models.com/turbines/536-usw-u.s.-windpower-56-100 | 1 | 100.0 kW | - | 5.0 m/s | 13.0 m/s | 17.0 m | 227.0 m² | 3 | 440.5 W/m² | 2.3 m²/kW | Spur | 2.0 |  |  |  |  | 18 m | No | 22.0 m/s | 59.5 m/s |  |  | galvanized | Yes |  |  | 72.0 U/min | 64 m/s |  | 1:20 |  | 3.0 t | 3.7 t | 4.7 t | 11.4 t
1962 | 1962 | 1962 | 1962 | 1962 | 1962 | 1962 | UTRC UTRC 108 - 15,00 kW - Wind turbine | https://en.wind-turbine-models.com/turbines/541-utrc-utrc-108 | 1 | 15.0 kW | - |  |  | 9.8 m | 75.0 m² | 2 | 200.0 W/m² | 5.0 m²/kW | Steel tube | [6 empty] | No |  |  | Fiberglas | conical |  | Yes |  |  |  |  | UTRC
1963 | 1963 | 1963 | 1963 | 1963 | 1963 | 1963 | Vensys 62/1200 - 1,20 MW - Wind turbine | https://en.wind-turbine-models.com/turbines/54-vensys-62-1200 | 1 | 1,200.0 kW | - | 3.0 m/s | 12.5 m/s | 62.0 m | 3,000.0 m² | 3 | 400.0 W/m² | 2.5 m²/kW | Pitch |  | 1 | 690.0 V | inverters | 50 Hz | 69/85 m | No | 25.0 m/s |  |  | conical | painted | Yes |  |  | 20.0 U/min | 65 m/s | Vensys |  |  |  |  | 96.0 t
1964 | 1964 | 1964 | 1964 | 1964 | 1964 | 1964 | Vensys 70/1500 - 1,50 MW - Wind turbine | https://en.wind-turbine-models.com/turbines/851-vensys-70-1500 | 1 | 1,500.0 kW | - | 3.5 m/s | 15.0 m/s | 70.0 m | 3,886.0 m² | 3 | 386.0 W/m² | 2.6 m²/kW | LM 34 |  | 1.0 | 690.0 V | IGBT | 50.0 Hz | 65/85 m | No | 25.0 m/s |  | GFK | conical | painted | Yes | III | IIa | 19.0 U/min | 70 m/s | LM Glasfieber
1965 | 1965 | 1965 | 1965 | 1965 | 1965 | 1965 | Vensys 77/1500 - 1,50 MW - Wind turbine | https://en.wind-turbine-models.com/turbines/848-vensys-77-1500 | 1 | 1,500.0 kW | - | 3.0 m/s | 13.0 m/s | 76.8 m | 4,637.0 m² | 3 | 323.5 W/m² | 3.1 m²/kW | LM 37.3P |  | 1.0 | 690.0 V | IGBT | 50.0 Hz | 61.5/85/100 m | No | 22.0 m/s |  | GFK | conical | coated | Yes | II | IIIa | 17.3 U/min | 70 m/s | LM Glasfieber | [7 empty] | 2007
1966 | 1966 | 1966 | 1966 | 1966 | 1966 | 1966 | Vensys 77/1500- Timber Tower - 1,50 MW - Wind turbine | https://en.wind-turbine-models.com/turbines/560-vensys-77-1500-timber-tower | 1 | 1,500.0 kW | - | 3.0 m/s | 13.0 m/s | 76.8 m | 4,637.0 m² | 3 | 323.5 W/m² | 3.1 m²/kW | LM 37.3P |  | 1.0 | 690.0 V | IGBT | 50.0 Hz | 100.0 m | No | 22.0 m/s |  | GFK |  | painted | Yes | III | IIa | 17.3 U/min | 70 m/s | LM Glasfieber
1967 | 1967 | 1967 | 1967 | 1967 | 1967 | 1967 | Vensys 82/1500 - 1,50 MW - Wind turbine | https://en.wind-turbine-models.com/turbines/12-vensys-82-1500 | 1 | 1,500.0 kW | - | 3.0 m/s | 12.5 m/s | 82.3 m | 5,325.0 m² | 3 | 281.7 W/m² | 3.6 m²/kW | LM 40.3 |  | 1.0 | 690.0 V | IGBT | 50.0 Hz | 85/100 m | No | 22.0 m/s |  | GFK | conical | painted | Yes | II | IIIa | 17.3 U/min | 75 m/s | LM Glasfieber | [7 empty] | 2008
1968 | 1968 | 1968 | 1968 | 1968 | 1968 | 1968 | Vensys 87/1500 - 1,50 MW - Wind turbine | https://en.wind-turbine-models.com/turbines/852-vensys-87-1500 | 1 | 1,500.0 kW | - | 3.0 m/s | 12.0 m/s | 87.0 m | 5,890.0 m² | 3 | 254.7 W/m² | 3.9 m²/kW | LM |  | 1 | 690.0 V | IGBT | 50 Hz | 85/100 m | No | 22.0 m/s | 52.5 m/s | GFK | conical | painted | Yes |  |  | 17.3 U/min | 79 m/s | LM Glasfieber
1969 | 1969 | 1969 | 1969 | 1969 | 1969 | 1969 | Vensys 90/2500 - 2,50 MW - Wind turbine | https://en.wind-turbine-models.com/turbines/912-vensys-90-2500 | 1 | 2,500.0 kW | - | 3.0 m/s | 15.0 m/s | 90.0 m | 6,361.7 m² | 3 | 393.0 W/m² | 2.5 m²/kW | LM 43.8 |  | 1 | 690.0 V | Umrichter | 50/60 Hz | 80 m | No | 25.0 m/s |  | GFK | rund | mehrschichtiger Farbaufbau | Yes |  |  | 16.0 U/min | 75 m/s | LM Glasfieber A/S | [7 empty] | 2010
1970 | 1970 | 1970 | 1970 | 1970 | 1970 | 1970 | Vensys 100/2500 - 2,50 MW - Wind turbine | https://en.wind-turbine-models.com/turbines/849-vensys-100-2500 | 1 | 2,500.0 kW | - | 3.0 m/s | 11.0 m/s | 99.8 m | 7,823.0 m² | 3 | 319.6 W/m² | 3.1 m²/kW | LM 48.8 |  | 1.0 | 690.0 V | IGBT | 50.0 Hz | 100.0 m | No | 25.0 m/s |  | GFK | conical | painted | Yes | II | IIIa | 14.5 U/min | 76 m/s | LM Glasfieber | [7 empty] | 2009
1971 | 1971 | 1971 | 1971 | 1971 | 1971 | 1971 | Vensys 109/2500 - 2,50 MW - Wind turbine | https://en.wind-turbine-models.com/turbines/850-vensys-109-2500 | 1 | 2,500.0 kW | - | 3.0 m/s | 12.5 m/s | 108.9 m | 9,314.0 m² | 3 | 268.4 W/m² | 3.7 m²/kW | LM 53.5 |  | 1.0 | 690.0 V | IGBT | 50.0 Hz | 95/145 m | No | 25.0 m/s |  | GFK | conical | painted | Yes | III | IIa | 14.0 U/min | 80 m/s | LM Glasfieber
1972 | 1972 | 1972 | 1972 | 1972 | 1972 | 1972 | Vensys 112/2500 - 2,50 MW - Wind turbine | https://en.wind-turbine-models.com/turbines/303-vensys-112-2500 | 1 | 2,500.0 kW | - | 3.0 m/s | 11.5 m/s | 112.5 m | 9,940.0 m² | 3 | 251.5 W/m² | 4.0 m²/kW | SI 55 |  | 1.0 | 690.0 V | IGBT | 50.0 Hz | 93.5/143.5 m | No | 25.0 m/s |  | GFK | conical | coated | Yes | II | IIIa | 13.6 U/min | 80 m/s | SI
1973 | 1973 | 1973 | 1973 | 1973 | 1973 | 1973 | Vensys 112/3000 - 3,00 MW - Wind turbine | https://en.wind-turbine-models.com/turbines/854-vensys-112-3000 | 1 | 3,000.0 kW | - | 3.0 m/s | 11.5 m/s | 112.0 m | 9,940.0 m² | 3 | 301.8 W/m² | 3.3 m²/kW | SI 55 |  | 1.0 | 690.0 V | IGBT | 50.0 Hz | 93.5/140 m | No | 25.0 m/s |  | GFK | conical | painted | Yes |  | IIa | 13.6 U/min | 80 m/s | SI
1974 | 1974 | 1974 | 1974 | 1974 | 1974 | 1974 | Vensys 115/4100 - 4,10 MW - Wind turbine | https://en.wind-turbine-models.com/turbines/1961-vensys-115-4100 | 1 | 4,100.0 kW | - | 3.0 m/s | 13.5 m/s | 115.0 m | 10,378.0 m² | 3 | 395.1 W/m² | 2.5 m²/kW | EB 56.0 |  | 1 | 690.0 V | IGBT | 50/60 Hz | 72.5 / 92.5 m | No | 25.0 m/s |  |  | conical | painted | Yes | III | IIa | 12.3 U/min | 74 m/s | Vensys
1975 | 1975 | 1975 | 1975 | 1975 | 1975 | 1975 | Vensys 120/3000 - 3,00 MW - Wind turbine | https://en.wind-turbine-models.com/turbines/853-vensys-120-3000 | 1 | 3,000.0 kW | - | 3.0 m/s | 11.5 m/s | 120.0 m | 11,291.0 m² | 3 | 265.7 W/m² | 3.8 m²/kW | LM 58.7 |  | 1.0 | 690.0 V | IGBT | 50/60 Hz | 90 / 98.3 / 140 m | No | 22.0 m/s |  |  | conical | painted | Yes |  | IIIa | 12.8 U/min | 80 m/s | LM Glasfiber
1976 | 1976 | 1976 | 1976 | 1976 | 1976 | 1976 | Vensys 126/3800 - 3,80 MW - Wind turbine | https://en.wind-turbine-models.com/turbines/1960-vensys-126-3800 | 1 | 3,800.0 kW | - | 3.0 m/s | 12.5 m/s | 126.2 m | 12,499.0 m² | 3 | 304.0 W/m² | 3.3 m²/kW | EB 61.6 |  | 1 | 690.0 V | IBGT | 50/60 Hz | 86 / 96 m | No | 25.0 m/s |  |  | conical | painted | Yes | III | IIa | 11.5 U/min | 76 m/s | Vensys
1977 | 1977 | 1977 | 1977 | 1977 | 1977 | 1977 | Vensys 136/3000 - 3,00 MW - Wind turbine | https://en.wind-turbine-models.com/turbines/1793-vensys-136-3000 | 1 | 3,000.0 kW | - | 3.0 m/s | 11.0 m/s | 136.0 m | 14,527.0 m² | 3 | 206.5 W/m² | 4.8 m²/kW | WB 66.5 |  | 1 |  | IGBT | 50/60 Hz | 82/100/132 m | No | 22.0 m/s | 52.5 m/s |  | conical |  | Yes | II | IIIa | 10.7 U/min | 76 m/s
1978 | 1978 | 1978 | 1978 | 1978 | 1978 | 1978 | Vensys 136/3500 - 3,50 MW - Wind turbine | https://en.wind-turbine-models.com/turbines/1959-vensys-136-3500 | 1 | 3,500.0 kW | - | 3.0 m/s |  | 136.6 m | 14,655.0 m² | 3 | 238.8 W/m² | 4.2 m²/kW | LM 66.9 |  | 1 | 690.0 V | IGBT | 50/60 Hz | 82 / 100 / 132 m | No | 22.0 m/s |  |  | conical |  | Yes | II | IIIa | 10.7 U/min | 77 m/s | LM Glasfiber
1979 | 1979 | 1979 | 1979 | 1979 | 1979 | 1979 | Vensys 155/6200 - 6,20 MW - Wind turbine | https://en.wind-turbine-models.com/turbines/2136-vensys-155-6200 | 1 | 6,200.0 kW | - | 3.0 m/s | 12.0 m/s | 155.0 m | 18,870.0 m² | 3 | 328.6 W/m² | 3.0 m²/kW | EBT 75.7 |  | 1 |  | IGBT | 50/60 Hz | 102.5 / 122.5 / 152.5 m | No | 25.0 m/s |  |  |  |  | Yes | III | IIa | 9.1 U/min | 74 m/s | Vensys
1980 | 1980 | 1980 | 1980 | 1980 | 1980 | 1980 | Vensys 170/5600 - 5,60 MW - Wind turbine | https://en.wind-turbine-models.com/turbines/2137-vensys-170-5600 | 1 | 5,600.0 kW | - | 3.0 m/s | 12.0 m/s | 170.0 m | 22,698.0 m² | 3 | 246.7 W/m² | 4.1 m²/kW | EBT 83.2 |  | 1 |  | IGBT | 50/60 Hz | 115 / 145 / 165 m | No | 22.0 m/s |  |  | conical |  | Yes |  | IIIa | 8.3 U/min | 74 m/s | Vensys
1981 | 1981 | 1981 | 1981 | 1981 | 1981 | 1981 | Vensys 170/5800 - 5,80 MW - Wind turbine | https://en.wind-turbine-models.com/turbines/2370-vensys-170-5800 | 1 | 5,800.0 kW | - | 3.0 m/s | 13.5 m/s | 170.0 m | 22,698.0 m² | 3 | 255.5 W/m² | 3.9 m²/kW | EBT 83.4 |  | 1 |  | IGBT converter | 50/60 Hz | 115 / 145 / 165 m | No | 22.0 m/s |  |  | conical |  | Yes |  | IIIa | 8.3 U/min | 74 m/s | Vensys
1982 | 1982 | 1982 | 1982 | 1982 | 1982 | 1982 | Ventimotor 50 kW testturbine - 50,00 kW - Wind turbine | https://en.wind-turbine-models.com/turbines/2123-ventimotor-50-kw-testturbine | 1 | 50.0 kW | - |  |  | 18.0 m | 254.0 m² | 3 | 196.9 W/m² | 5.1 m²/kW | asynchronous / synchronus |  | 1 |  |  |  | 30 m | No |  |  | wood |  | hot dip galvanized | Yes | [12 empty] | 1942
1983 | 1983 | 1983 | 1983 | 1983 | 1983 | 1983 | Ventis 04-05 - 5,00 kW - Wind turbine | https://en.wind-turbine-models.com/turbines/1078-ventis-04-05 | 1 | 5.0 kW | - | 3.5 m/s | 12.0 m/s | 5.0 m | 20.0 m² | 2 | 250.0 W/m² | 4.0 m²/kW | without gear |  | 1.0 | 400.0 V | battery charger | 50.0 Hz | 12/18 m | No | 50.0 m/s |  |  |  | hot dip galvanized | Yes |  |  | 300.0 U/min | 79 m/s | SSB |  |  |  | 0.2 t | 0.7 t | 1.3 t |  | 1992 | 0.1 t
1984 | 1984 | 1984 | 1984 | 1984 | 1984 | 1984 | Ventis V12 500 Prototype - 500,00 kW - Wind turbine | https://en.wind-turbine-models.com/turbines/412-ventis-v12-500-prototype | 1 | 500.0 kW | - | 4.0 m/s | 13.0 m/s | 40.0 m | 1,257.0 m² | 2 | 397.8 W/m² | 2.5 m²/kW | A&R 40 | 3.0 | 1.0 | 690.0 V | Thyristor | 50.0 Hz | 43.5/55.0 m | No | 25.0 m/s | 70.0 m/s | GFK | conical | painted | Yes |  |  | 34.0 U/min | 71 m/s | Abeking & Rasmussen | 1:46 | 1,537.0 U/min |  | 25.0 t | 53.0 t | 89.0 t |  |  | 2.1 t
1985 | 1985 | 1985 | 1985 | 1985 | 1985 | 1985 | Ventis V20 100 - 100,00 kW - Wind turbine | https://en.wind-turbine-models.com/turbines/183-ventis-v20-100 | 1 | 100.0 kW | - | 3.3 m/s | 13.0 m/s | 20.0 m | 314.0 m² | 2 | 318.5 W/m² | 3.1 m²/kW | Spur | 2.0 | 1 | 400.0 V | Thyristor | 50 Hz | 30.5/42.5 m | No | 25.0 m/s | 67.0 m/s | GFK | conical | painted | Yes |  |  | 61.0 U/min | 64 m/s | Abeking & Rasmussen | 1:25 |  |  | 3.6 t | 19.2 t |  |  |  | 0.3 t
1986 | 1986 | 1986 | 1986 | 1986 | 1986 | 1986 | Venturicon 3.ZERO - 3,17 kW - Wind turbine | https://en.wind-turbine-models.com/turbines/1921-venturicon-3.zero | 1 | 3.2 kW | - | 3.0 m/s | 18.0 m/s | 1.3 m | 1.4 m² | 5 | 2,263.6 W/m² | 0.4 m²/kW | direct drive |  | 1 | 230.0 V | inverters | 50 Hz | site specific m | Yes |  |  | carbon | conical |  |  |  |  | 1,090.0 U/min | 74 m/s | Venturicon | [5 empty] | 0.1 t
1987 | 1987 | 1987 | 1987 | 1987 | 1987 | 1987 | Windturbinenwerke Herkules- Stahlwindturbine - 3,00 kW - Wind turbine | https://en.wind-turbine-models.com/turbines/1557-windturbinenwerke-herkules-stahlwindturbine | 1 | 3.0 kW | - | 3.0 m/s |  | 7.5 m | 44.0 m² | 27 | 68.2 W/m² | 14.7 m²/kW | Kraftmotor | [5 empty] | 15 m | No |  |  | Blech | Gittermast | Ölfarbenanstrich | Yes |  |  |  |  | Vereinigte Windturbinenwerke. Dresden
1988 | 1988 | 1988 | 1988 | 1988 | 1988 | 1988 | Vergnet GEV HP 1000/62 - 1,00 MW - Wind turbine | https://en.wind-turbine-models.com/turbines/435-vergnet-gev-hp-1000-62 | 1 | 1,000.0 kW | - | 3.0 m/s | 15.0 m/s | 62.0 m | 3,019.0 m² | 2 | 331.2 W/m² | 3.0 m²/kW | ACO 30 | 3.0 | 1 | 690.0 V | IGBT | 50/60 Hz | 70 m | No | 25.0 m/s | 52.5 m/s | GFK | conical/guyed wire | marine painting C5 | Yes |  | IIIa | 2,323.0 U/min | 7541 m/s | Vergnet |  |  | 14.8 t | 65.0 t | 78.0 t | 158.0 t | 1.3 t |  | 4.5 t
1989 | 1989 | 1989 | 1989 | 1989 | 1989 | 1989 | Vergnet GEV 5/5 - 5,00 kW - Wind turbine | https://en.wind-turbine-models.com/turbines/434-vergnet-gev-5-5 | 1 | 5.0 kW | - | 4.5 m/s | 15.0 m/s | 5.0 m | 19.7 m² | 2 | 253.8 W/m² | 3.9 m²/kW | Spur |  | 1 | 400.0 V | direct | 50 Hz | 12/18 m | No | 20.0 m/s | 60.0 m/s | GFK | cylindric | galvanized | Yes |  |  | 259.0 U/min | 68 m/s | Vergnet |  | 1,500.0 U/min |  | 0.3 t | 0.8 t |  | 0.1 t
1990 | 1990 | 1990 | 1990 | 1990 | 1990 | 1990 | Vergnet GEV 10/20 - 20,00 kW - Wind turbine | https://en.wind-turbine-models.com/turbines/431-vergnet-gev-10-20 | 1 | 20.0 kW | - | 4.5 m/s | 16.0 m/s | 10.0 m | 78.5 m² | 2 | 254.8 W/m² | 3.9 m²/kW | Spur |  | 1 | 690.0 V |  | 50 Hz | 18/24/30 m | No | 20.0 m/s | 60.0 m/s | GFK | conical | painted | Yes |  |  | 139.0 U/min | 73 m/s | Vergnet |  | 1,500.0 U/min |  | 0.5 t | 2.3 t |  | 0.1 t
1991 | 1991 | 1991 | 1991 | 1991 | 1991 | 1991 | Vergnet GEV 15/60 - 60,00 kW - Wind turbine | https://en.wind-turbine-models.com/turbines/432-vergnet-gev-15-60 | 1 | 60.0 kW | - | 5.0 m/s | 15.0 m/s | 15.0 m | 177.0 m² | 2 | 339.0 W/m² | 3.0 m²/kW | pendular | 2.0 | 1 | 690.0 V | direct | 50 Hz | 30/40 m | No | 20.0 m/s | 60.0 m/s | GFK | cylindric | galvanized | Yes |  |  | 92.0 U/min | 72 m/s | Vergnet | 1:16 | 1,500.0 U/min |  | 1.5 t | 6.0 t |  | 0.8 t
1992 | 1992 | 1992 | 1992 | 1992 | 1992 | 1992 | Vergnet GEV 220/26 - 220,00 kW - Wind turbine | https://en.wind-turbine-models.com/turbines/433-vergnet-gev-220-26 | 1 | 220.0 kW | - | 5.0 m/s | 13.0 m/s | 26.0 m | 531.0 m² | 2 | 414.3 W/m² | 2.4 m²/kW | pendular | 2.0 | 1 | 400.0 V | direct | 50 Hz | 50/60 m | No | 29.0 m/s | 85.0 m/s | GFK | conical | galvanized | Yes |  |  | 51.0 U/min | 69 m/s | Vergnet | 1:30 | 1,500.0 U/min | 2.0 t | 5.4 t | 12.0 t | 19.4 t
1993 | 1993 | 1993 | 1993 | 1993 | 1993 | 1993 | Vergnet GEV MP R 200/30 - 200,00 kW - Wind turbine | https://en.wind-turbine-models.com/turbines/2003-vergnet-gev-mp-r-200-30 | 1 | 200.0 kW | - | 3.5 m/s |  | 30.0 m | 706.0 m² | 2 | 283.3 W/m² | 3.5 m²/kW | planetary | 2.0 | 1 | 400.0 V | IGBT | 50/60 Hz | 32 m | No | 25.0 m/s |  | vinylester reinforced with fiber glass | conical | galvanised-steel mast | Yes |  | IIa |  |  | Vergnet |  |  |  | 8.8 t | 11.0 t | 20.0 t
1994 | 1994 | 1994 | 1994 | 1994 | 1994 | 1994 | Vergnet GEV MP C 200/30 - 200,00 kW - Wind turbine | https://en.wind-turbine-models.com/turbines/2007-vergnet-gev-mp-c-200-30 | 1 | 200.0 kW | - | 3.5 m/s | 12.0 m/s | 30.0 m | 706.0 m² | 2 | 283.3 W/m² | 3.5 m²/kW | planetary | 2.0 | 1 | 400.0 V | IGBT | 50 Hz | 55/60 m | No | 25.0 m/s | 59.5 m/s | Twisted vinylester reinforced with fiber glass |  | Galvanized steel | Yes |  | IIa | 46.0 U/min | 72 m/s | Vergnet |  |  |  | 8.4 t | 15.0 t | 23.4 t
1995 | 1995 | 1995 | 1995 | 1995 | 1995 | 1995 | Vergnet GEV MP R 200/32 - 200,00 kW - Wind turbine | https://en.wind-turbine-models.com/turbines/2000-vergnet-gev-mp-r-200-32 | 1 | 200.0 kW | - | 3.5 m/s |  | 32.0 m | 804.0 m² | 2 | 248.8 W/m² | 4.0 m²/kW | planetary | 2.0 | 1 | 400.0 V | IGBT | 50/60 Hz | 32 m | No | 25.0 m/s |  | vinylester reinforced with fiber glass | conical | galvanised-steel mast | Yes |  | IIa |  |  | Vergnet |  |  |  | 8.8 t | 11.0 t | 19.8 t
1996 | 1996 | 1996 | 1996 | 1996 | 1996 | 1996 | Vergnet GEV MP C 200/32 - 200,00 kW - Wind turbine | https://en.wind-turbine-models.com/turbines/2004-vergnet-gev-mp-c-200-32 | 1 | 200.0 kW | - | 3.5 m/s |  | 32.0 m | 804.0 m² | 2 | 248.8 W/m² | 4.0 m²/kW | planetary | 2.0 | 1 | 400.0 V | IGBT | 50/60 Hz | 55/60 m | No | 25.0 m/s | 85.0 m/s | Twisted vinylester reinforced with fiber glass |  | Galvanized steel | Yes |  | IIIa | 46.0 U/min | 77 m/s | Vergnet |  |  |  | 9.0 t | 15.0 t | 24.0 t
1997 | 1997 | 1997 | 1997 | 1997 | 1997 | 1997 | Vergnet GEV MP R 225/30 - 225,00 kW - Wind turbine | https://en.wind-turbine-models.com/turbines/2002-vergnet-gev-mp-r-225-30 | 1 | 225.0 kW | - | 3.5 m/s |  | 30.0 m | 706.0 m² | 2 | 318.7 W/m² | 3.1 m²/kW | planetary | 2.0 | 1 | 400.0 V | IGBT | 50/60 Hz | 32 m | No | 25.0 m/s |  | vinylester reinforced with fiber glass | conical | galvanised-steel mast | Yes |  | IIIa |  |  | Vergnet |  |  |  | 8.8 t | 11.0 t | 19.8 t
1998 | 1998 | 1998 | 1998 | 1998 | 1998 | 1998 | Vergnet GEV MP R 225/32 - 225,00 kW - Wind turbine | https://en.wind-turbine-models.com/turbines/1999-vergnet-gev-mp-r-225-32 | 1 | 225.0 kW | - | 3.5 m/s |  | 32.0 m | 804.0 m² | 2 | 279.9 W/m² | 3.6 m²/kW | planetary | 2.0 | 1 | 400.0 V | IGBT | 50/60 Hz | 32 m | No | 25.0 m/s |  | vinylester reinforced with fiber glass | conical | galvanised-steel mast | Yes |  | IIIa |  |  | Vergnet |  |  |  | 8.8 t | 11.0 t | 19.8 t
1999 | 1999 | 1999 | 1999 | 1999 | 1999 | 1999 | Vergnet GEV MP C 225/32 - 225,00 kW - Wind turbine | https://en.wind-turbine-models.com/turbines/2005-vergnet-gev-mp-c-225-32 | 1 | 225.0 kW | - | 3.5 m/s |  | 32.0 m | 804.0 m² | 2 | 279.9 W/m² | 3.6 m²/kW | planetary | 2.0 | 1 | 400.0 V | IGBT | 50/60 Hz | 55/60 m | No | 25.0 m/s | 85.0 m/s | Twisted vinylester reinforced with fiber glass |  | Galvanized steel | Yes |  | IIa | 46.0 U/min | 77 m/s | Vergnet |  |  |  | 9.0 t | 15.0 t | 24.0 t
2000 | 2000 | 2000 | 2000 | 2000 | 2000 | 2000 | Vergnet GEV MP R 250/30 - 250,00 kW - Wind turbine | https://en.wind-turbine-models.com/turbines/2001-vergnet-gev-mp-r-250-30 | 1 | 250.0 kW | - | 3.5 m/s |  | 30.0 m | 706.0 m² | 2 | 354.1 W/m² | 2.8 m²/kW | planetary | 2.0 | 1 | 400.0 V | IGBT | 50/60 Hz | 32 m | No | 25.0 m/s |  | vinylester reinforced with fiber glass | conical | galvanised-steel mast | Yes |  | IIIa |  |  | Vergnet |  |  |  | 8.8 t | 11.0 t | 19.8 t
2001 | 2001 | 2001 | 2001 | 2001 | 2001 | 2001 | Vergnet GEV MP R 250/32 - 250,00 kW - Wind turbine | https://en.wind-turbine-models.com/turbines/1998-vergnet-gev-mp-r-250-32 | 1 | 250.0 kW | - | 3.5 m/s |  | 32.0 m | 804.0 m² | 2 | 310.9 W/m² | 3.2 m²/kW | planetary | 2.0 | 1 | 400.0 V | IGBT | 50/60 Hz | 32 m | No | 25.0 m/s |  | vinylester reinforced with fiber glass | conical | galvanised-steel mast | Yes |  | IIIa |  |  | Vergnet |  |  |  | 8.8 t | 11.0 t | 19.8 t
2002 | 2002 | 2002 | 2002 | 2002 | 2002 | 2002 | Vergnet GEV MP C 250/32 - 250,00 kW - Wind turbine | https://en.wind-turbine-models.com/turbines/2006-vergnet-gev-mp-c-250-32 | 1 | 250.0 kW | - | 3.5 m/s |  | 32.0 m | 804.0 m² | 2 | 310.9 W/m² | 3.2 m²/kW | planetary | 2.0 | 1 | 400.0 V | IGBT | 50/60 Hz | 55/60 m | No | 25.0 m/s | 85.0 m/s | Twisted vinylester reinforced with fiber glass |  | Galvanized steel | Yes |  | IIa | 46.0 U/min | 77 m/s | Vergnet |  |  |  | 9.0 t | 15.0 t | 24.0 t
2003 | 2003 | 2003 | 2003 | 2003 | 2003 | 2003 | Vergnet GEV MP R 275/32 - 275,00 kW - Wind turbine | https://en.wind-turbine-models.com/turbines/436-vergnet-gev-mp-r-275-32 | 1 | 275.0 kW | - | 3.5 m/s | 12.0 m/s | 32.0 m | 804.0 m² | 2 | 342.0 W/m² | 2.9 m²/kW | ACO 15 | 2.0 | 1 | 400.0 V | Thyristor | 50 Hz | 32 m | No | 25.0 m/s | 52.5 m/s | GFK | conical | galvanized | Yes |  |  |  |  | Vergnet |  |  | 3.0 t | 6.0 t | 12.0 t
2004 | 2004 | 2004 | 2004 | 2004 | 2004 | 2004 | Vergnet GEV MP C 275/32 - 275,00 kW - Wind turbine | https://en.wind-turbine-models.com/turbines/437-vergnet-gev-mp-c-275-32 | 1 | 275.0 kW | - | 3.5 m/s | 12.0 m/s | 32.0 m | 804.0 m² | 2 | 342.0 W/m² | 2.9 m²/kW | ACO 15 | 2.0 | 1 | 400.0 V | Thyristor | 50 Hz | 55/60 m | No | 25.0 m/s | 85.0 m/s | GFK | conical/guyed wire | galvanized | Yes |  | IIa | 31.0 U/min | 52 m/s | Vergnet |  |  | 2.4 t | 6.0 t | 15.0 t
2005 | 2005 | 2005 | 2005 | 2005 | 2005 | 2005 | Vergnet GEV MP R 275/28 - 275,00 kW - Wind turbine | https://en.wind-turbine-models.com/turbines/1997-vergnet-gev-mp-r-275-28 | 1 | 275.0 kW | - | 3.5 m/s |  | 28.0 m | 615.0 m² | 2 | 447.2 W/m² | 2.2 m²/kW | planetary | 2.0 | 1 | 400.0 V | IGBT | 50/60 Hz | 32 m | No | 25.0 m/s |  | vinylester reinforced with fiber glass | conical | galvanised-steel mast | Yes |  | IV |  |  | Vergnet |  |  |  | 8.8 t | 11.0 t | 19.8 t
2006 | 2006 | 2006 | 2006 | 2006 | 2006 | 2006 | Vergnet GEV MP R 275/30 - 275,00 kW - Wind turbine | https://en.wind-turbine-models.com/turbines/1995-vergnet-gev-mp-r-275-30 | 1 | 275.0 kW | - | 3.5 m/s |  | 30.0 m | 706.0 m² | 2 | 389.5 W/m² | 2.6 m²/kW | planetary | 2.0 | 1 | 400.0 V | IGBT | 50/60 Hz | 32 m | No | 25.0 m/s |  | vinylester reinforced with fiber glass | conical | galvanised-steel mast | Yes |  | IV |  |  | Vergnet |  |  |  | 8.8 t | 11.0 t | 19.8 t
2007 | 2007 | 2007 | 2007 | 2007 | 2007 | 2007 | Vergnet GEV MP C 275/30 - 275,00 kW - Wind turbine | https://en.wind-turbine-models.com/turbines/1996-vergnet-gev-mp-c-275-30 | 1 | 275.0 kW | - | 3.5 m/s | 12.0 m/s | 30.0 m | 706.0 m² | 2 | 389.5 W/m² | 2.6 m²/kW | planetary | 2.0 | 1 | 400.0 V | IGBT | 50/60 Hz | 55/60 m | No | 25.0 m/s | 85.0 m/s | Twisted vinylester reinforced with fiber glass | conical | Galvanized steel | Yes |  | IIa, IIIa, IV | 46.0 U/min | 72 m/s | ACO (VERGNET) |  |  |  | 9.0 t | 15.0 t | 24.0 t
2008 | 2008 | 2008 | 2008 | 2008 | 2008 | 2008 | Vergnet GEV HP 1000/55 - 1,00 MW - Wind turbine | https://en.wind-turbine-models.com/turbines/1993-vergnet-gev-hp-1000-55 | 1 | 1,000.0 kW | - | 3.0 m/s | 15.0 m/s | 55.0 m | 3,019.0 m² | 2 | 331.2 W/m² | 3.0 m²/kW | ACO | 3.0 | 1 | 690.0 V | IGBT | 50/60 Hz | 60 m | No | 25.0 m/s | 70.0 m/s | GFRP |  | marine painting C5 | Yes |  | Ia | 26.0 U/min | 75 m/s | Vergnet |  |  | 14.8 t | 65.0 t | 78.0 t | 158.0 t |  |  | 4.5 t
2009 | 2009 | 2009 | 2009 | 2009 | 2009 | 2009 | Vergnet GEV HP 1000/58 - 1,00 MW - Wind turbine | https://en.wind-turbine-models.com/turbines/1994-vergnet-gev-hp-1000-58 | 1 | 1,000.0 kW | - | 3.0 m/s | 15.0 m/s | 58.0 m | 3,019.0 m² | 2 | 331.2 W/m² | 3.0 m²/kW | ACO | 3.0 | 1 | 690.0 V | IGBT | 50/60 Hz | 70 m | No | 25.0 m/s | 59.5 m/s | GFRP |  | marine painting C5 | Yes |  | IIa | 24.0 U/min | 73 m/s | Vergnet |  |  | 14.8 t | 65.0 t | 78.0 t | 158.0 t |  |  | 4.5 t
2010 | 2010 | 2010 | 2010 | 2010 | 2010 | 2010 | VAWT Ltd. VAWT-260 - 100,00 kW - Wind turbine | https://en.wind-turbine-models.com/turbines/2323-vawt-ltd.-vawt-260 | 1 | 100.0 kW | 100.0 - 105.0 kW | - |  | 19.5 m | 260.0 m² | 2 | 384.6 W/m² | 2.6 m²/kW | 13.3m | [6 empty] | No |  |  | fiber reinforced composites |  |  | Yes | [12 empty] | 1987
2011 | 2011 | 2011 | 2011 | 2011 | 2011 | 2011 | VAWT Ltd. VAWT-450 - 130,00 kW - Wind turbine | https://en.wind-turbine-models.com/turbines/2321-vawt-ltd.-vawt-450 | 1 | 130.0 kW | - | 3.0 m/s | 11.0 m/s | 25.0 m | 450.0 m² | 2 | 288.9 W/m² | 3.5 m²/kW | guy-wired 18m phi- rotor / NACA 0015 | 2.0 | 1 |  |  | 50 Hz | 25 m | No | 30.0 m/s |  | steel with glass reinforced plastic fairings | cylindrical |  | Yes |  |  | 27.0 U/min | 35 m/s | [8 empty] | 1986
2012 | 2012 | 2012 | 2012 | 2012 | 2012 | 2012 | VAWT Ltd. VAWT-850 - 500,00 kW - Wind turbine | https://en.wind-turbine-models.com/turbines/2322-vawt-ltd.-vawt-850 | 1 | 500.0 kW | - |  |  | 38.0 m | 850.0 m² | 2 | 588.2 W/m² | 1.7 m²/kW | 24.3 m long blades with a NACA 0018 airfoil | [5 empty] | 30 m | No |  |  | fiberglass blades | cylindrical |  | Yes | [12 empty] | 1989
2013 | 2013 | 2013 | 2013 | 2013 | 2013 | 2013 | Vestas multi-rotor concept - 900,00 kW - Wind turbine | https://en.wind-turbine-models.com/turbines/1459-vestas-multi-rotor-concept | 1 | 900.0 kW | - | 3.5 m/s | 14.0 m/s | 116.0 m | 2,644.0 m² | 12 | 340.4 W/m² | 2.9 m²/kW | spur | 2.0 | 1.0 | 400.0 V | inverters | 50.0 Hz | 1. Level 29. 2. Level 59.5 m | No | 25.0 m/s | 56.0 m/s | GFRP | conical | painted | Yes |  |  | 40.5 U/min | 246 m/s | Vestas | 1:25 | 1,008.0 U/min | [5 empty] | 2016
2014 | 2014 | 2014 | 2014 | 2014 | 2014 | 2014 | Vestas HVK V10 - 22,00 kW - Wind turbine | https://en.wind-turbine-models.com/turbines/1291-vestas-hvk-v10 | 1 | 22.0 kW | - | 4.0 m/s | 14.0 m/s | 10.0 m | 78.5 m² | 3 | 280.3 W/m² | 3.6 m²/kW | 5m | 2.0 | 2 | 400.0 V | thyristors | 50 Hz | 18.5 m | No | 25.0 m/s |  | GFRP |  |  | Yes | IV |  | 84.0 U/min | 44 m/s | Økær |  | 1,500.0 U/min | [5 empty] | 1979
2015 | 2015 | 2015 | 2015 | 2015 | 2015 | 2015 | Vestas HVK V10 - 30,00 kW - Wind turbine | https://en.wind-turbine-models.com/turbines/205-vestas-hvk-v10 | 1 | 30.0 kW | - |  |  | 10.0 m | 79.0 m² | 3 | 379.7 W/m² | 2.6 m²/kW | Lattice | [5 empty] | 18.0 m | No | [5 empty] | Yes
2016 | 2016 | 2016 | 2016 | 2016 | 2016 | 2016 | Vestas V12 - 22,00 kW - Wind turbine | https://en.wind-turbine-models.com/turbines/905-vestas-v12 | 1 | 22.0 kW | - |  |  | 12.0 m | 113.0 m² | 3 | 194.7 W/m² | 5.1 m²/kW | Steel tube | [5 empty] | 19 m | No |  |  |  | conical | painted | Yes | [12 empty] | 1981
2017 | 2017 | 2017 | 2017 | 2017 | 2017 | 2017 | Vestas HVK V15 - 55,00 kW - Wind turbine | https://en.wind-turbine-models.com/turbines/206-vestas-hvk-v15 | 1 | 55.0 kW | - |  |  | 15.0 m | 177.0 m² | 3 | 310.7 W/m² | 3.2 m²/kW | Lattice | [5 empty] | 18.0 m | No | [5 empty] | Yes
2018 | 2018 | 2018 | 2018 | 2018 | 2018 | 2018 | Vestas V15 - 55,00 kW - Wind turbine | https://en.wind-turbine-models.com/turbines/8-vestas-v15 | 1 | 55.0 kW | - | 4.0 m/s | 12.5 m/s | 15.0 m | 176.0 m² |  | 312.5 W/m² | 3.2 m²/kW | [6 empty] | 18 -22 m | No | 25.0 m/s |  |  |  |  | Yes |  |  | 53.0 U/min | 42 m/s
2019 | 2019 | 2019 | 2019 | 2019 | 2019 | 2019 | Vestas V16 - 55 - 65,00 kW - Wind turbine | https://en.wind-turbine-models.com/turbines/209-vestas-v16-55 | 1 | 65.0 kW | - |  |  | 16.0 m | 201.0 m² | 3 | 323.4 W/m² | 3.1 m²/kW | [6 empty] | 24.0 m | No | [5 empty] | Yes
2020 | 2020 | 2020 | 2020 | 2020 | 2020 | 2020 | Vestas V16 - 55 Gittermast - 65,00 kW - Wind turbine | https://en.wind-turbine-models.com/turbines/210-vestas-v16-55-gittermast | 1 | 65.0 kW | - |  |  | 16.0 m | 201.0 m² | 3 | 323.4 W/m² | 3.1 m²/kW | Lattice | [5 empty] | 18.0 m | No | [5 empty] | Yes
2021 | 2021 | 2021 | 2021 | 2021 | 2021 | 2021 | Vestas V17 - 75 - 75,00 kW - Wind turbine | https://en.wind-turbine-models.com/turbines/141-vestas-v17-75 | 1 | 75.0 kW | - |  |  | 17.0 m | 227.0 m² |  | 330.4 W/m² | 3.0 m²/kW | stall | 3.0 |  | 400.0 V | ASEA |  | 22 m | No | [5 empty] | Yes |  |  | 35.5 U/min |  |  | 1:22
2022 | 2022 | 2022 | 2022 | 2022 | 2022 | 2022 | Vestas V17 - 75 Lattice - 90,00 kW - Wind turbine | https://en.wind-turbine-models.com/turbines/212-vestas-v17-75-lattice | 1 | 90.0 kW | - |  |  | 17.0 m | 227.0 m² | 3 | 396.5 W/m² | 2.5 m²/kW | Lattice | [5 empty] | 24.0 m | No | [5 empty] | Yes
2023 | 2023 | 2023 | 2023 | 2023 | 2023 | 2023 | Vestas V17 - 75 - 90,00 kW - Wind turbine | https://en.wind-turbine-models.com/turbines/211-vestas-v17-75 | 1 | 90.0 kW | - |  |  | 17.0 m | 227.0 m² | 3 | 396.5 W/m² | 2.5 m²/kW | Rørtårn | [5 empty] | 22.0 m | No | [5 empty] | Yes
2024 | 2024 | 2024 | 2024 | 2024 | 2024 | 2024 | Vestas V19-90 - 90,00 kW - Wind turbine | https://en.wind-turbine-models.com/turbines/1700-vestas-v19-90 | 1 | 90.0 kW | - | 3.5 m/s | 18.0 m/s | 18.8 m |  | 3 | 0.0 W/m² | 0.0 m²/kW | 9.4m | 2.0 | 2 | 400.0 V | thyristor | 50 Hz | 23.2 m | No | 23.0 m/s | 50.0 m/s | Glasfiber polyester | conical | painted | Yes |  |  | 42.6 U/min | 42 m/s | Vestas | 1:24 | 1,000.0 U/min | 2.4 t | 4.6 t | 6.5 t | 13.5 t |  | 1986
2025 | 2025 | 2025 | 2025 | 2025 | 2025 | 2025 | Vestas V20 - 100,00 kW - Wind turbine | https://en.wind-turbine-models.com/turbines/618-vestas-v20 | 1 | 100.0 kW | - | 4.5 m/s | 13.0 m/s | 20.0 m | 314.0 m² | 3 | 318.5 W/m² | 3.1 m²/kW | NACA 44 | 1.0 |  | 400.0 V | Thyristor | 50.0 Hz | 24.0 m | No | 25.0 m/s | 55.0 m/s | GFK | conical | painted | Yes |  |  | 46.0 U/min | 48 m/s | Hansen | 1:22 | 1,012.0 U/min | 1.7 t | 4.6 t | 5.6 t | 11.9 t |  |  | 0.4 t
2026 | 2026 | 2026 | 2026 | 2026 | 2026 | 2026 | Vestas V25 - 200,00 kW - Wind turbine | https://en.wind-turbine-models.com/turbines/276-vestas-v25 | 1 | 200.0 kW | - | 3.5 m/s | 11.5 m/s | 25.0 m | 491.0 m² | 3 | 407.3 W/m² | 2.5 m²/kW | Spur | 2.0 |  | 480.0 V | Thyristor | 50.0 Hz | 30 / 38.5 m | No | 25.0 m/s | 52.5 m/s | Glass fiber reinforced plastic (GRP) |  | painted/galvanized | Yes |  |  | 44.0 U/min | 58 m/s | Vestas | 1:23 | 1,200.0 U/min | 3.2 t | 7.1 t | 11.5 t | 21.8 t |  |  | 1.3 t
2027 | 2027 | 2027 | 2027 | 2027 | 2027 | 2027 | Vestas V27 - 225,00 kW - Wind turbine | https://en.wind-turbine-models.com/turbines/9-vestas-v27 | 1 | 225.0 kW | - | 3.0 m/s |  | 27.0 m | 573.0 m² | 3 | 392.7 W/m² | 2.5 m²/kW |  |  |  |  | double wound asynchronous 480 |  | 110 ft m | No | 25.0 m/s |  |  |  |  | Yes
2028 | 2028 | 2028 | 2028 | 2028 | 2028 | 2028 | Vestas V27 - 225,00 kW - Wind turbine | https://en.wind-turbine-models.com/turbines/274-vestas-v27 | 1 | 225.0 kW | - | 3.5 m/s | 14.0 m/s | 27.0 m | 573.0 m² | 3 | 392.7 W/m² | 2.5 m²/kW | 13m | 2.0 | 2 | 400.0 V | thyristors | 50 Hz | 30 m | No | 25.0 m/s | 56.0 m/s | GRP | conical | painted | Yes |  |  | 43.0 U/min | 61 m/s | Vestas | 1:23 | 1,008.0 U/min | 2.9 t | 7.9 t | 12.0 t | 19.8 t | 1.1 t |  | 0.6 t
2029 | 2029 | 2029 | 2029 | 2029 | 2029 | 2029 | Vestas V27 WindWorld Tårn - 225,00 kW - Wind turbine | https://en.wind-turbine-models.com/turbines/275-vestas-v27-windworld-t-rn | 1 | 225.0 kW | - |  |  | 27.0 m | 573.0 m² | 3 | 392.7 W/m² | 2.5 m²/kW | [7 empty] | No | [5 empty] | Yes
2030 | 2030 | 2030 | 2030 | 2030 | 2030 | 2030 | Vestas V29 - 225,00 kW - Wind turbine | https://en.wind-turbine-models.com/turbines/273-vestas-v29 | 1 | 225.0 kW | - | 3.5 m/s | 14.0 m/s | 29.0 m | 661.0 m² | 3 | 340.4 W/m² | 2.9 m²/kW | NACA 63214 | 2.0 | 1.0 | 400.0 V | Thyristor | 50.0 Hz | 31.5 / 51.5 m | No | 25.0 m/s | 56.0 m/s | GFK |  |  | Yes |  |  | 40.5 U/min | 61 m/s | Vestas | 1:25 | 1,008.0 U/min |  | 7.9 t | 14.0 t | 30.0 t |  |  | 0.6 t
2031 | 2031 | 2031 | 2031 | 2031 | 2031 | 2031 | Vestas V39 - 500,00 kW - Wind turbine | https://en.wind-turbine-models.com/turbines/383-vestas-v39 | 1 | 500.0 kW | - | 4.0 m/s | 15.0 m/s | 39.0 m | 1,195.0 m² | 3 | 418.4 W/m² | 2.4 m²/kW | NACA 63-600 | 3.0 | 1.0 | 690.0 V | Thyristor | 50.0 Hz | 40.5 / 53 m | Yes | 25.0 m/s | 52.0 m/s | GFK / Epoxy | conical | painted |  |  |  | 30.0 U/min | 61 m/s | Vestas | 1:50 | 1,522.0 U/min |  | 18.0 t | 58.0 t | 85.0 t |  |  | 1.1 t
2032 | 2032 | 2032 | 2032 | 2032 | 2032 | 2032 | Vestas V39-600 - 600,00 kW - Wind turbine | https://en.wind-turbine-models.com/turbines/1722-vestas-v39-600 | 1 | 600.0 kW | - | 4.0 m/s | 16.5 m/s | 39.0 m | 1,195.0 m² | 3 | 502.1 W/m² | 2.0 m²/kW | spur/planetary | 3.0 | 1 | 690.0 V | thyristor | 50 Hz | 40.5/53 m | No | 25.0 m/s | 52.0 m/s | GFRP | conical | painted | Yes |  |  | 30.0 U/min | 61 m/s | Vestas | 1:50 | 1,522.0 U/min | 9.0 t | 18.0 t | 58.0 t | 85.0 t | 5.7 t |  | 1.1 t
2033 | 2033 | 2033 | 2033 | 2033 | 2033 | 2033 | Vestas V42 - 600,00 kW - Wind turbine | https://en.wind-turbine-models.com/turbines/109-vestas-v42 | 1 | 600.0 kW | - | 4.0 m/s | 16.0 m/s | 42.0 m | 1,357.0 m² | 3 | 442.2 W/m² | 2.3 m²/kW | NACA 63-600 | 3.0 | 1.0 | 690.0 V | Thyristor | 50.0 Hz | 40.5/53 m | No | 25.0 m/s | 52.0 m/s | GFK / Epoxy | conical | painted | Yes |  |  | 30.0 U/min | 66 m/s | Vestas | 1:50 | 1,650.0 U/min | 8.4 t | 17.3 t | 41.0 t | 67.0 t |  |  | 1.2 t
2034 | 2034 | 2034 | 2034 | 2034 | 2034 | 2034 | Vestas V42-500 - 500,00 kW - Wind turbine | https://en.wind-turbine-models.com/turbines/1723-vestas-v42-500 | 1 | 500.0 kW | - | 3.0 m/s | 14.5 m/s | 42.0 m | 1,357.0 m² | 3 | 368.5 W/m² | 2.7 m²/kW | planetary/spur | 3.0 | 1 | 690.0 V | thyristor | 50 Hz | 40.5/53 m | No | 25.0 m/s | 52.0 m/s | GFRP | conical | painted | Yes |  |  | 30.0 U/min | 66 m/s | Vestas | 1:50 | 1,650.0 U/min | 8.4 t | 17.3 t | 41.0 t | 67.0 t | 4.8 t |  | 1.2 t
2035 | 2035 | 2035 | 2035 | 2035 | 2035 | 2035 | Vestas V44 - 600,00 kW - Wind turbine | https://en.wind-turbine-models.com/turbines/272-vestas-v44 | 1 | 600.0 kW | - | 4.0 m/s | 16.0 m/s | 44.0 m | 1,521.0 m² | 3 | 394.5 W/m² | 2.5 m²/kW | FFA W3/ NACA | 3.0 | 1.0 | 690.0 V | Thyristor | 50.0 Hz | 40.5/53/63 m | No | 20.0 m/s | 52.0 m/s | GFK / Epoxy | conical | painted | Yes |  |  | 28.0 U/min | 65 m/s | Vestas | 1:51 | 1,650.0 U/min | 8.4 t | 19.8 t | 58.0 t | 87.0 t |  |  | 1.5 t
2036 | 2036 | 2036 | 2036 | 2036 | 2036 | 2036 | Vestas V47 - 660,00 kW - Wind turbine | https://en.wind-turbine-models.com/turbines/13-vestas-v47 | 1 | 660.0 kW | - | 4.0 m/s | 15.0 m/s | 47.0 m | 1,735.0 m² | 3 | 380.4 W/m² | 2.6 m²/kW | spur/planetary | 3.0 | 1.0 | 690.0 V | thyristors | 50.0 Hz | 40/45/50/55 m | No | 25.0 m/s | 59.5 m/s | GFK | conical | painted | Yes |  |  | 28.5 U/min | 70 m/s | Hansen/Flender/Valmet | 1:53 | 1,650.0 U/min | 7.2 t | 20.4 t | 66.4 t | 94.0 t
2037 | 2037 | 2037 | 2037 | 2037 | 2037 | 2037 | Vestas V47-700 - 700,00 kW - Wind turbine | https://en.wind-turbine-models.com/turbines/1724-vestas-v47-700 | 1 | 700.0 kW | - | 4.0 m/s | 16.0 m/s | 47.0 m | 1,735.0 m² | 3 | 403.5 W/m² | 2.5 m²/kW | spur/planetary | 3.0 | 1 | 690.0 V | thyristor | 50 Hz | 40/45/50/55 m | No | 25.0 m/s | 59.5 m/s | GFRP | conical | painted | Yes |  |  | 28.5 U/min | 70 m/s | Vestas | 1:53 | 1,650.0 U/min | 7.2 t | 20.4 t | 66.4 t | 94.0 t
2038 | 2038 | 2038 | 2038 | 2038 | 2038 | 2038 | Vestas V52 - 850,00 kW - Wind turbine | https://en.wind-turbine-models.com/turbines/71-vestas-v52 | 1 | 850.0 kW | - | 4.0 m/s | 14.0 m/s | 52.0 m | 2,124.0 m² | 3 | 400.2 W/m² | 2.5 m²/kW | spur/planetary | 3.0 | 1.0 | 690.0 V | Asyncron | 50.0 Hz | 36.5/40/44/49/55/60/65/70/74/86 m | No | 25.0 m/s | 60.0 m/s | GFK | conical | coated | Yes | II | Ia | 31.4 U/min | 85 m/s | Vestas | 1:62 | 1,620.0 U/min | 11.0 t | 22.0 t | 100.0 t
2039 | 2039 | 2039 | 2039 | 2039 | 2039 | 2039 | Vestas V52 (NM) - 900,00 kW - Wind turbine | https://en.wind-turbine-models.com/turbines/147-vestas-v52-nm | 1 | 900.0 kW | - | 3.5 m/s | 13.0 m/s | 52.2 m | 2,140.0 m² |  | 420.6 W/m² | 2.4 m²/kW | stall | 3.0 |  | 690.0 V | Different |  | 61.5-73.8 m | No | 25.0 m/s |  |  |  |  | Yes |  |  | 14.9 U/min |  |  | 1:68 |  | 16.5 t | 24.5 t | 72.0 t
2040 | 2040 | 2040 | 2040 | 2040 | 2040 | 2040 | Vestas V63 - 1,50 MW - Wind turbine | https://en.wind-turbine-models.com/turbines/821-vestas-v63 | 1 | 1,500.0 kW | - | 4.0 m/s | 16.0 m/s | 63.6 m | 3,176.9 m² | 3 | 472.2 W/m² | 2.1 m²/kW | 30 | 3.0 | 1 | 690.0 V | Thyristor | 50 Hz | 60 m | No | 25.0 m/s | 70.0 m/s | GRE | conical | painted | Yes |  |  | 22.9 U/min | 76 m/s | Vestas | 1:72 | 1,650.0 U/min | 20.3 t | 52.2 t | 76.0 t | 151.6 t | 9.4 t |  | 3.6 t
2041 | 2041 | 2041 | 2041 | 2041 | 2041 | 2041 | Vestas V66-1.65 - 1,65 MW - Wind turbine | https://en.wind-turbine-models.com/turbines/15-vestas-v66-1.65 | 1 | 1,650.0 kW | - | 4.0 m/s | 15.0 m/s | 66.0 m | 3,421.0 m² | 3 | 482.3 W/m² | 2.1 m²/kW | Planetary Spur Gear | 3.0 | 2.0 | 690.0 V | Thyristor | 50.0 Hz | 60 / 78 m | No | 25.0 m/s | 50.0 m/s | GFK / Epoxy | conical | painted | Yes |  |  | 19.0 U/min | 66 m/s | Vestas | 1:98 | 1,500.0 U/min | 22.8 t | 53.0 t | 141.0 t | 220.0 t
2042 | 2042 | 2042 | 2042 | 2042 | 2042 | 2042 | Vestas V66-1.75 - 1,75 MW - Wind turbine | https://en.wind-turbine-models.com/turbines/1292-vestas-v66-1.75 | 1 | 1,750.0 kW | - | 4.0 m/s | 16.0 m/s | 66.0 m | 3,421.0 m² | 3 | 511.5 W/m² | 2.0 m²/kW | planetary/helical | 3.0 |  | 690.0 V |  | 50/60 Hz | 60/67/78 m | No | 25.0 m/s |  | GFRP | conical | painted | Yes |  |  | 24.4 U/min | 84 m/s |  |  |  | 23.0 t | 57.0 t | 199.0 t | 279.0 t
2043 | 2043 | 2043 | 2043 | 2043 | 2043 | 2043 | Vestas V66-2.0 - 2,00 MW - Wind turbine | https://en.wind-turbine-models.com/turbines/1277-vestas-v66-2.0 | 1 | 2,000.0 kW | - | 4.0 m/s | 17.0 m/s | 66.0 m | 3,421.0 m² | 3 | 584.6 W/m² | 1.7 m²/kW | 32m | 3.0 | 2 | 690.0 V |  | 50/60 Hz | 60/67/78 m | Yes | 25.0 m/s |  | GFRE | conical | painted |  |  | Ia | 19.8 U/min | 68 m/s |  | 1:79 | 1,575.0 U/min | 23.0 t | 57.0 t | 146.0 t | 226.0 t |  |  | 3.8 t
2044 | 2044 | 2044 | 2044 | 2044 | 2044 | 2044 | Vestas V80 Offshore - 2,00 MW - Wind turbine | https://en.wind-turbine-models.com/turbines/668-vestas-v80-offshore | 1 | 2,000.0 kW | - | 4.0 m/s | 16.0 m/s | 80.0 m | 5,027.0 m² | 3 | 397.9 W/m² | 2.5 m²/kW | 39 | 3.0 | 1 | 690.0 V |  | 50/60 Hz | 80 m | Yes | 25.0 m/s |  |  | conical | painted | No |  |  | 19.1 U/min | 80 m/s | Welcon |  |  | 37.5 t | 69.0 t | 148.0 t |  | 18.0 t |  | 6.5 t
2045 | 2045 | 2045 | 2045 | 2045 | 2045 | 2045 | Vestas V80-2.0 - 2,00 MW - Wind turbine | https://en.wind-turbine-models.com/turbines/19-vestas-v80-2.0 | 1 | 2,000.0 kW | - | 4.0 m/s | 15.0 m/s | 80.0 m | 5,027.0 m² | 3 | 397.9 W/m² | 2.5 m²/kW | NACA 63 FFA-W3 | 3.0 | 1 | 690.0 V | Thyristor | 50 Hz | 60/67/78/100 m | No | 25.0 m/s | 60.0 m/s | GFK | conical | coated | Yes |  |  | 19.0 U/min | 80 m/s | Vestas | 1:101 | 2,016.0 U/min | 37.2 t | 61.2 t | 220.0 t
2046 | 2046 | 2046 | 2046 | 2046 | 2046 | 2046 | Vestas V80-1.8 - 1,80 MW - Wind turbine | https://en.wind-turbine-models.com/turbines/1350-vestas-v80-1.8 | 1 | 1,800.0 kW | - | 4.0 m/s | 15.0 m/s | 80.0 m | 5,027.0 m² | 3 | 358.1 W/m² | 2.8 m²/kW | spur/planetary |  | 1 | 690.0 V |  | 50 Hz | 60/67/78 m | No | 25.0 m/s |  | GFRP | conical | painted | Yes |  | IIa | 16.8 U/min | 70 m/s | Vestas |  |  | 37.0 t | 67.0 t | 203.0 t | 309.0 t
2047 | 2047 | 2047 | 2047 | 2047 | 2047 | 2047 | Vestas V80-2.0 Nearshore - 2,00 MW - Wind turbine | https://en.wind-turbine-models.com/turbines/246-vestas-v80-2.0-nearshore | 1 | 2,000.0 kW | - | 4.0 m/s | 15.0 m/s | 80.0 m | 5,027.0 m² | 3 | 397.9 W/m² | 2.5 m²/kW | NACA 63 FFA-W3 | 3.0 | 1 | 690.0 V | Thyristor | 50 Hz | 60/67/78/100 m | Yes | 25.0 m/s | 60.0 m/s | GFK | conical | coated | No |  |  | 19.0 U/min | 80 m/s | Vestas | 1:101 | 2,016.0 U/min | 37.2 t | 61.2 t | 220.0 t
2048 | 2048 | 2048 | 2048 | 2048 | 2048 | 2048 | Vestas V80-2.0 VCS - 2,00 MW - Wind turbine | https://en.wind-turbine-models.com/turbines/1019-vestas-v80-2.0-vcs | 1 | 2,000.0 kW | - | 4.0 m/s | 16.0 m/s | 80.0 m | 5,027.0 m² | 3 | 397.9 W/m² | 2.5 m²/kW | 39m | 3.0 | 1 | 690.0 V | IGBT | 50 Hz | 60/67/78/80/100 m | No | 25.0 m/s |  | GFRP | conical | painted | Yes |  | Ia | 19.1 U/min | 80 m/s | Vestas |  |  | 37.5 t | 69.0 t | 198.0 t | 304.5 t | 18.0 t |  | 6.5 t
2049 | 2049 | 2049 | 2049 | 2049 | 2049 | 2049 | Vestas V82-1.5 - 1,50 MW - Wind turbine | https://en.wind-turbine-models.com/turbines/1727-vestas-v82-1.5 | 1 | 1,500.0 kW | - | 3.0 m/s | 13.0 m/s | 82.0 m | 5,281.0 m² | 3 | 284.0 W/m² | 3.5 m²/kW | planetary/helical | 3.0 | 1 | 690.0 V |  | 50 Hz | 94 - 109 m | No | 25.0 m/s |  | GFRP | conical | painted | Yes |  |  | 14.4 U/min | 62 m/s | Vestas/ LM Glasfiber | 1:70 |  | 42.0 t | 48.0 t | 230.0 t | 320.0 t
2050 | 2050 | 2050 | 2050 | 2050 | 2050 | 2050 | Vestas V82-1.65 - 1,65 MW - Wind turbine | https://en.wind-turbine-models.com/turbines/81-vestas-v82-1.65 | 1 | 1,650.0 kW | - | 2.5 m/s | 13.0 m/s | 82.0 m | 5,281.0 m² |  | 312.4 W/m² | 3.2 m²/kW | activstall | 3.0 |  | 690.0 V | 2 speed |  | 59-108 m | No | 32.0 m/s |  |  |  |  | Yes |  |  | 10.8 U/min |  |  | 1:70 |  | 40.0 t | 51.0 t | 322.0 t
2051 | 2051 | 2051 | 2051 | 2051 | 2051 | 2051 | Vestas V90 - 2,00 MW - Wind turbine | https://en.wind-turbine-models.com/turbines/16-vestas-v90 | 1 | 2,000.0 kW | - | 4.0 m/s | 13.0 m/s | 90.0 m | 6,362.0 m² | 3 | 314.4 W/m² | 3.2 m²/kW | spur/planetary | 3.0 | 1 | 690.0 V | OptiSpeed | 50 Hz | 80/95/105 m | No | 25.0 m/s |  | Fiberglas/ carbon | conical | painted | Yes |  |  | 14.9 U/min | 70 m/s | LM Glasfieber |  | 2,016.0 U/min | 36.0 t | 68.0 t | 224.0 t | 328.0 t |  |  | 6.7 t
2052 | 2052 | 2052 | 2052 | 2052 | 2052 | 2052 | Vestas V90 Gridstreamer - 2,00 MW - Wind turbine | https://en.wind-turbine-models.com/turbines/248-vestas-v90-gridstreamer | 1 | 2,000.0 kW | - | 4.0 m/s | 13.5 m/s | 90.0 m | 6,362.0 m² |  | 314.4 W/m² | 3.2 m²/kW | one planetary stage | two helical stages |  |  | permanent magnet generator |  | 80 - 125 m | No | 25.0 m/s |  |  |  |  | Yes |  |  | 16.9 U/min | 80 m/s
2053 | 2053 | 2053 | 2053 | 2053 | 2053 | 2053 | Vestas V90 Offshore - 3,00 MW - Wind turbine | https://en.wind-turbine-models.com/turbines/247-vestas-v90-offshore | 1 | 3,000.0 kW | - | 3.5 m/s | 15.0 m/s | 90.0 m | 6,362.0 m² |  | 471.5 W/m² | 2.1 m²/kW | two planetary stages | one helical stage |  |  | 4-pole doubly fed |  | 65 - 105 m | Yes | 25.0 m/s |  |  |  |  | No |  |  | 8.6 U/min
2054 | 2054 | 2054 | 2054 | 2054 | 2054 | 2054 | Vestas V90-1.8 - 1,80 MW - Wind turbine | https://en.wind-turbine-models.com/turbines/971-vestas-v90-1.8 | 1 | 1,800.0 kW | - | 3.5 m/s | 12.0 m/s | 90.0 m | 6,362.0 m² | 3 | 282.9 W/m² | 3.5 m²/kW | spur/planetary |  | 1 | 690.0 V | IGBT | 50/60 Hz | 80/95/105 m | No | 25.0 m/s |  | GFRP | conical | painted | Yes |  | IIa | 14.9 U/min | 70 m/s | Vestas |  |  | 38.0 t | 68.0 t | 225.0 t | 331.0 t
2055 | 2055 | 2055 | 2055 | 2055 | 2055 | 2055 | Vestas V90-3.0 - 3,00 MW - Wind turbine | https://en.wind-turbine-models.com/turbines/603-vestas-v90-3.0 | 1 | 3,000.0 kW | - | 4.0 m/s | 15.0 m/s | 90.0 m | 6,362.0 m² | 3 | 471.5 W/m² | 2.1 m²/kW | spur/planetary | 3.0 | 1 | 1,000.0 V | OptiSpeed | 50 Hz | 80/105 m | No | 25.0 m/s |  |  | conical | painted | Yes |  |  | 18.4 U/min | 87 m/s |  |  |  | 41.0 t | 70.0 t | 285.0 t | 396.0 t
2056 | 2056 | 2056 | 2056 | 2056 | 2056 | 2056 | Vestas V100-1.8 - 1,80 MW - Wind turbine | https://en.wind-turbine-models.com/turbines/1002-vestas-v100-1.8 | 1 | 1,800.0 kW | - | 3.0 m/s | 12.0 m/s | 100.0 m | 7,854.0 m² | 3 | 229.2 W/m² | 4.4 m²/kW | 49 | 3.0 | 1 |  |  | 50/60 Hz | 80/95/120 m | No | 20.0 m/s |  |  | conical | painted | Yes |  | IIIa
2057 | 2057 | 2057 | 2057 | 2057 | 2057 | 2057 | Vestas V100-2.0 - 2,00 MW - Wind turbine | https://en.wind-turbine-models.com/turbines/1001-vestas-v100-2.0 | 1 | 2,000.0 kW | - | 3.0 m/s | 12.0 m/s | 100.0 m | 7,854.0 m² | 3 | 254.6 W/m² | 3.9 m²/kW | 49 | 3.0 | 1 |  |  | 50/60 Hz | 80/95/120 m | No | 22.0 m/s |  |  | conical | painted | Yes |  | IIb
2058 | 2058 | 2058 | 2058 | 2058 | 2058 | 2058 | Vestas V100-2.2 - 2,20 MW - Wind turbine | https://en.wind-turbine-models.com/turbines/1532-vestas-v100-2.2 | 1 | 2,200.0 kW | - | 3.0 m/s |  | 100.0 m | 7,854.0 m² | 3 | 280.1 W/m² | 3.6 m²/kW | 49m | 3.0 | 1 |  | inverters | 50/60 Hz | 80/95 m | No | 22.0 m/s |  |  | conical | painted | Yes |  |  |  |  | Vestas
2059 | 2059 | 2059 | 2059 | 2059 | 2059 | 2059 | Vestas V100-2.6 - 2,60 MW - Wind turbine | https://en.wind-turbine-models.com/turbines/743-vestas-v100-2.6 | 1 | 2,600.0 kW | - | 3.0 m/s | 12.5 m/s | 100.0 m | 7,854.0 m² | 3 | 331.0 W/m² | 3.0 m²/kW | 49 | 3.0 | 1 |  |  | 50 Hz | Site-specific m | No | 23.0 m/s |  | GRP | conical | painted | Yes |  |  | 13.4 U/min | 70 m/s | Vestas
2060 | 2060 | 2060 | 2060 | 2060 | 2060 | 2060 | Vestas V100-2.75 - 2,75 MW - Wind turbine | https://en.wind-turbine-models.com/turbines/1729-vestas-v100-2.75 | 1 | 2,750.0 kW | - | 4.0 m/s | 15.0 m/s | 100.0 m | 7,850.0 m² | 3 | 350.3 W/m² | 2.9 m²/kW | two planetary and one helical stage | 3.0 | 1 | 1,000.0 V |  | 50 Hz | 100 m | No | 25.0 m/s |  | GFRP | conical | painted | Yes | II | IIa | 15.3 U/min | 80 m/s | Vestas |  |  | 44.0 t | 70.0 t
2061 | 2061 | 2061 | 2061 | 2061 | 2061 | 2061 | Vestas V105-3.3 - 3,30 MW - Wind turbine | https://en.wind-turbine-models.com/turbines/891-vestas-v105-3.3 | 1 | 3,300.0 kW | - | 3.0 m/s | 13.0 m/s | 105.0 m | 8,659.0 m² | 3 | 381.1 W/m² | 2.6 m²/kW | 51.5 | 3.0 |  |  | IGBT | 50 Hz |  | No | 25.0 m/s |  |  |  |  | Yes
2062 | 2062 | 2062 | 2062 | 2062 | 2062 | 2062 | Vestas V105-3.45 - 3,45 MW - Wind turbine | https://en.wind-turbine-models.com/turbines/1246-vestas-v105-3.45 | 1 | 3,450.0 kW | - | 3.0 m/s | 13.0 m/s | 105.0 m | 8,659.0 m² | 3 | 398.4 W/m² | 2.5 m²/kW | 51.2 |  |  |  | inverters | 50/60 Hz |  | No | 25.0 m/s |  |  |  |  | Yes |  | S
2063 | 2063 | 2063 | 2063 | 2063 | 2063 | 2063 | Vestas V110-2.0 - 2,00 MW - Wind turbine | https://en.wind-turbine-models.com/turbines/996-vestas-v110-2.0 | 1 | 2,000.0 kW | - | 3.0 m/s | 11.5 m/s | 110.0 m | 9,503.0 m² | 3 | 210.5 W/m² | 4.8 m²/kW | 54 | 3.0 | 1 |  |  | 50/60 Hz | 80/95/125 m | No | 20.0 m/s |  |  | conical | painted | Yes |  | IIIa
2064 | 2064 | 2064 | 2064 | 2064 | 2064 | 2064 | Vestas V112-3.0 Offshore - 3,00 MW - Wind turbine | https://en.wind-turbine-models.com/turbines/667-vestas-v112-3.0-offshore | 1 | 3,000.0 kW | - | 3.0 m/s | 12.0 m/s | 112.0 m | 9,852.0 m² | 3 | 304.5 W/m² | 3.3 m²/kW | 54.6 | 4.0 | 1 |  | IGBT | 50/60 Hz |  | Yes | 25.0 m/s |  |  |  |  | No |  |  | 17.7 U/min | 104 m/s
2065 | 2065 | 2065 | 2065 | 2065 | 2065 | 2065 | Vestas V112-3.075 Onshore - 3,08 MW - Wind turbine | https://en.wind-turbine-models.com/turbines/7-vestas-v112-3.075-onshore | 1 | 3,075.0 kW | - | 3.0 m/s | 12.0 m/s | 112.0 m | 9,852.0 m² | 3 | 312.1 W/m² | 3.2 m²/kW | 54.6 | 4.0 | 1.0 |  | IGBT | 50/60 Hz | 84/94/119 m | No | 25.0 m/s |  | GFRP | conical | painted | Yes |  | IIa | 17.7 U/min | 104 m/s
2066 | 2066 | 2066 | 2066 | 2066 | 2066 | 2066 | Vestas V112-3.3 - 3,30 MW - Wind turbine | https://en.wind-turbine-models.com/turbines/693-vestas-v112-3.3 | 1 | 3,300.0 kW | - | 3.0 m/s | 13.0 m/s | 112.0 m | 9,852.0 m² | 3 | 335.0 W/m² | 3.0 m²/kW | 54.7 | 3.0 | 1.0 |  |  | 50/60 Hz | 84/94/119/140 m | No | 25.0 m/s |  | GFRP | conical | painted | Yes |  | Ib |  |  | Welcon
2067 | 2067 | 2067 | 2067 | 2067 | 2067 | 2067 | Vestas V112-3.45 - 3,45 MW - Wind turbine | https://en.wind-turbine-models.com/turbines/1247-vestas-v112-3.45 | 1 | 3,450.0 kW | - | 3.0 m/s | 13.0 m/s | 112.0 m | 9,852.0 m² | 3 | 350.2 W/m² | 2.9 m²/kW | 54.7 | 3.0 |  |  | inverters | 50/60 Hz | 84 m | No | 25.0 m/s |  |  | conical | painted | Yes |  | S
2068 | 2068 | 2068 | 2068 | 2068 | 2068 | 2068 | Vestas V116-2.0 - 2,00 MW - Wind turbine | https://en.wind-turbine-models.com/turbines/1590-vestas-v116-2.0 | 1 | 2,000.0 kW | - | 3.0 m/s |  | 116.0 m | 10,568.0 m² | 3 | 189.3 W/m² | 5.3 m²/kW | 57m | 3.0 | 1 |  | IGBT | 50/60 Hz | Site and country specific m | No | 20.0 m/s |  |  | conical | painted | Yes |  | IIb |  |  | Vestas
2069 | 2069 | 2069 | 2069 | 2069 | 2069 | 2069 | Vestas V116-2.1 - 2,10 MW - Wind turbine | https://en.wind-turbine-models.com/turbines/1814-vestas-v116-2.1 | 1 | 2,100.0 kW | - | 3.0 m/s | 18.0 m/s | 116.0 m | 10,568.0 m² | 3 | 198.7 W/m² | 5.0 m²/kW | 57m | 3.0 | 1 |  | IGBT | 50/60 Hz | 80/94 m | No | 20.0 m/s |  |  | conical | painted | Yes |  | S | [10 empty] | 2018
2070 | 2070 | 2070 | 2070 | 2070 | 2070 | 2070 | Vestas V117-3.3 - 3,30 MW - Wind turbine | https://en.wind-turbine-models.com/turbines/694-vestas-v117-3.3 | 1 | 3,300.0 kW | - | 3.0 m/s | 13.0 m/s | 117.0 m | 10,751.0 m² | 3 | 306.9 W/m² | 3.3 m²/kW | 57.2 | 3.0 | 1 |  | converter | 50/60 Hz | 91.5/116.5 m | No | 25.0 m/s |  |  | conical | painted | Yes | III | IIa
2071 | 2071 | 2071 | 2071 | 2071 | 2071 | 2071 | Vestas V117-3.45 - 3,45 MW - Wind turbine | https://en.wind-turbine-models.com/turbines/1248-vestas-v117-3.45 | 1 | 3,450.0 kW | - | 3.0 m/s | 12.5 m/s | 117.0 m | 10,751.0 m² | 3 | 320.9 W/m² | 3.1 m²/kW | 57.2 | 3.0 |  |  | inverters | 50/60 Hz | 91.5/116.5/141.5 m | No | 25.0 m/s |  |  | conical | painted | Yes |  | S
2072 | 2072 | 2072 | 2072 | 2072 | 2072 | 2072 | Vestas V117-4.0 - 4,00 MW - Wind turbine | https://en.wind-turbine-models.com/turbines/1639-vestas-v117-4.0 | 1 | 4,000.0 kW | - | 3.0 m/s |  | 117.0 m | 10,751.0 m² | 3 | 372.1 W/m² | 2.7 m²/kW | 57.2m | 2.0 | 1 |  | converter | 50/60 Hz | 84 (IEC IIA) / 91.5 m | No | 25.0 m/s |  |  | conical | painted | Yes |  | Ib
2073 | 2073 | 2073 | 2073 | 2073 | 2073 | 2073 | Vestas V117-4.2 - 4,20 MW - Wind turbine | https://en.wind-turbine-models.com/turbines/1840-vestas-v117-4.2 | 1 | 4,200.0 kW | - | 3.0 m/s |  | 117.0 m | 10,751.0 m² | 3 | 390.7 W/m² | 2.6 m²/kW | 57.2m | 2.0 | 1 |  | converter | 50/60 Hz | 84 / 91.5 m | No | 25.0 m/s |  |  | conical | painted | Yes |  | S
2074 | 2074 | 2074 | 2074 | 2074 | 2074 | 2074 | Vestas V120-2.0 - 2,00 MW - Wind turbine | https://en.wind-turbine-models.com/turbines/1589-vestas-v120-2.0 | 1 | 2,000.0 kW | - | 3.0 m/s |  | 120.0 m | 11,310.0 m² | 3 | 176.8 W/m² | 5.7 m²/kW | 59m | 3.0 | 1 |  | IGBT | 50/60 Hz | Site and country specific m | No | 18.0 m/s |  |  | conical | painted | Yes |  | S |  |  | Vestas
2075 | 2075 | 2075 | 2075 | 2075 | 2075 | 2075 | Vestas V120-2.2 - 2,20 MW - Wind turbine | https://en.wind-turbine-models.com/turbines/1815-vestas-v120-2.2 | 1 | 2,200.0 kW | - | 3.0 m/s | 18.0 m/s | 120.0 m | 11,310.0 m² | 3 | 194.5 W/m² | 5.1 m²/kW | 59m | 3.0 | 1 |  | IGBT | 50/60 Hz | 80/92/118/122/137 m | No | 20.0 m/s |  |  | conical | painted | Yes |  | S | [10 empty] | 2018
2076 | 2076 | 2076 | 2076 | 2076 | 2076 | 2076 | Vestas V120-4.5 - 4,50 MW - Wind turbine | https://en.wind-turbine-models.com/turbines/1728-vestas-v120-4.5 | 1 | 4,500.0 kW | - | 4.0 m/s | 12.0 m/s | 120.0 m | 11,310.0 m² | 3 | 397.9 W/m² | 2.5 m²/kW | two planetary stages and one parallel stage | 3.0 | 1 | 6,000.0 V | IGBT | 50 Hz | 90/ Site and country specific m | No | 25.0 m/s |  |  | conical | painted | Yes |  | S | 14.9 U/min | 94 m/s |  |  |  | 75.0 t | 145.0 t | 220.0 t | 440.0 t
2077 | 2077 | 2077 | 2077 | 2077 | 2077 | 2077 | Vestas V126-3.0 - 3,00 MW - Wind turbine | https://en.wind-turbine-models.com/turbines/1345-vestas-v126-3.0 | 1 | 3,000.0 kW | - | 3.0 m/s | 12.0 m/s | 126.0 m | 12,469.0 m² | 3 | 240.6 W/m² | 4.2 m²/kW | 62m | 4.0 | 1 |  | inverters | 50 Hz | 119 m | No | 22.5 m/s |  |  | conical | painted | Yes | II | IIIb |  |  | Vestas
2078 | 2078 | 2078 | 2078 | 2078 | 2078 | 2078 | Vestas V126-3.3 - 3,30 MW - Wind turbine | https://en.wind-turbine-models.com/turbines/695-vestas-v126-3.3 | 1 | 3,300.0 kW | - | 3.0 m/s | 12.0 m/s | 126.0 m | 12,469.0 m² | 3 | 264.7 W/m² | 3.8 m²/kW | 62.0 | 3.0 | 1 |  | converter | 50 Hz | 117/137 m | No | 22.5 m/s |  | GFRP | conical | painted | Yes |  | IIIa
2079 | 2079 | 2079 | 2079 | 2079 | 2079 | 2079 | Vestas V126-3.45 - 3,45 MW - Wind turbine | https://en.wind-turbine-models.com/turbines/1249-vestas-v126-3.45 | 1 | 3,450.0 kW | - | 3.0 m/s | 12.0 m/s | 126.0 m | 12,469.0 m² | 3 | 276.7 W/m² | 3.6 m²/kW | 61.7 | 3.0 | 1 |  | inverters | 50/60 Hz | 117/137/147/149 m | No | 22.5 m/s |  |  | conical | painted | Yes |  | S
2080 | 2080 | 2080 | 2080 | 2080 | 2080 | 2080 | Vestas V136-3.45 - 3,45 MW - Wind turbine | https://en.wind-turbine-models.com/turbines/1282-vestas-v136-3.45 | 1 | 3,450.0 kW | - | 3.0 m/s |  | 136.0 m | 14,527.0 m² | 3 | 237.5 W/m² | 4.2 m²/kW | 66.7 | 3.0 | 1 |  | converter | 50/60 Hz | 82/112/132/149 m | No | 22.5 m/s |  |  | conical | painted | Yes | II | IIIa
2081 | 2081 | 2081 | 2081 | 2081 | 2081 | 2081 | Vestas V136-4.0 - 4,00 MW - Wind turbine | https://en.wind-turbine-models.com/turbines/1638-vestas-v136-4.0 | 1 | 4,000.0 kW | - | 3.0 m/s |  | 136.0 m | 14,527.0 m² | 3 | 275.3 W/m² | 3.6 m²/kW | 66.7m | 2.0 | 1 |  | converter | 50/60 Hz | Site and country specific m | No | 25.0 m/s |  |  |  |  | Yes |  | IIb
2082 | 2082 | 2082 | 2082 | 2082 | 2082 | 2082 | Vestas V136-4.2 - 4,20 MW - Wind turbine | https://en.wind-turbine-models.com/turbines/1839-vestas-v136-4.2 | 1 | 4,200.0 kW | - | 3.0 m/s |  | 136.0 m | 14,527.0 m² | 3 | 289.1 W/m² | 3.5 m²/kW | 66.7m | 2.0 | 1 |  | converter | 50/60 Hz | Site and country specific m | No | 25.0 m/s |  |  | conical |  | Yes |  | S
2083 | 2083 | 2083 | 2083 | 2083 | 2083 | 2083 | Vestas V136-4.5 - 4,50 MW - Wind turbine | https://en.wind-turbine-models.com/turbines/2446-vestas-v136-4.5 | 1 | 4,500.0 kW | - | 3.0 m/s |  | 136.0 m | 14,527.0 m² | 3 | 309.8 W/m² | 3.2 m²/kW | 66.7m blade | 3.0 | 1 |  | full scale | 50/60 Hz | Site and country specific m | No | 32.0 m/s |  |  |  |  | Yes |  | IIb
2084 | 2084 | 2084 | 2084 | 2084 | 2084 | 2084 | Vestas V138-3.0 EnVentus - 3,00 MW - Wind turbine | https://en.wind-turbine-models.com/turbines/2114-vestas-v138-3.0-enventus | 1 | 3,000.0 kW | - | 3.0 m/s |  | 138.0 m | 14,957.0 m² | 3 | 200.6 W/m² | 5.0 m²/kW | planetary | 2.0 |  |  |  | 50/60 Hz | 83 / 96 m | No | 24.0 m/s |  |  | conical | painted | Yes |  | S | [10 empty] | 2021
2085 | 2085 | 2085 | 2085 | 2085 | 2085 | 2085 | Vestas V150-4.0 - 4,00 MW - Wind turbine | https://en.wind-turbine-models.com/turbines/1637-vestas-v150-4.0 | 1 | 4,000.0 kW | - | 3.0 m/s |  | 150.0 m | 17,671.0 m² | 3 | 226.4 W/m² | 4.4 m²/kW | 73.7m | 2.0 | 1 |  |  | 50/60 Hz | Site and country specific m | No | 22.5 m/s |  |  |  |  | Yes |  | IIIb
2086 | 2086 | 2086 | 2086 | 2086 | 2086 | 2086 | Vestas V150-4.2 - 4,20 MW - Wind turbine | https://en.wind-turbine-models.com/turbines/1841-vestas-v150-4.2 | 1 | 4,200.0 kW | 4,000.0 - 4,200.0 kW | 3.0 m/s | - | 150.0 m | 17,671.0 m² | 3 | 237.7 W/m² | 4.2 m²/kW | 73.7m | 2.0 | 1 |  | converter | 50/60 Hz | Site and country specific m | No | 22.5 m/s |  |  | conical | painted | Yes |  | S, IIIb | [10 empty] | 2019
2087 | 2087 | 2087 | 2087 | 2087 | 2087 | 2087 | Vestas V150-4.5 - 4,50 MW - Wind turbine | https://en.wind-turbine-models.com/turbines/2445-vestas-v150-4.5 | 1 | 4,500.0 kW | - | 3.0 m/s |  | 150.0 m | 17,671.0 m² | 3 | 254.7 W/m² | 3.9 m²/kW | 73.7m | 3.0 | 1 |  | full scale | 50/60 Hz | Site and country specific m | No | 24.5 m/s |  |  |  |  | Yes |  | S
2088 | 2088 | 2088 | 2088 | 2088 | 2088 | 2088 | Vestas V150-5.6 EnVentus - 5,60 MW - Wind turbine | https://en.wind-turbine-models.com/turbines/1970-vestas-v150-5.6-enventus | 1 | 5,600.0 kW | - | 3.0 m/s |  | 150.0 m | 17,671.0 m² | 3 | 316.9 W/m² | 3.2 m²/kW | planetary | 2.0 |  |  | converter | 50/60 Hz | 105 / 125 / 148 / 155 / 166 m | No | 25.0 m/s |  |  |  |  | Yes |  | S |  |  | Vestas
2089 | 2089 | 2089 | 2089 | 2089 | 2089 | 2089 | Vestas V150-6.0 EnVentus - 6,00 MW - Wind turbine | https://en.wind-turbine-models.com/turbines/2293-vestas-v150-6.0-enventus | 1 | 6,000.0 kW | - | 3.0 m/s |  | 150.0 m | 17,672.0 m² | 3 | 339.5 W/m² | 2.9 m²/kW | two planetary stages | 2.0 |  |  | full scale | 50/60 Hz | 105 / 125 / 155 m | No | 25.0 m/s |  |  |  | coated | Yes |  | S | [10 empty] | 2020
2090 | 2090 | 2090 | 2090 | 2090 | 2090 | 2090 | Vestas V155-3.3 - 3,30 MW - Wind turbine | https://en.wind-turbine-models.com/turbines/2305-vestas-v155-3.3 | 1 | 3,300.0 kW | - | 3.0 m/s |  | 155.0 m | 18,869.0 m² | 3 | 174.9 W/m² | 5.7 m²/kW | 76.2m | 3.0 |  |  | full scale | 50/60 Hz | site specific m | No | 18.0 m/s |  |  |  |  | Yes |  | S
2091 | 2091 | 2091 | 2091 | 2091 | 2091 | 2091 | Vestas V155-3.6 - 3,60 MW - Wind turbine | https://en.wind-turbine-models.com/turbines/2344-vestas-v155-3.6 | 1 | 3,600.0 kW | - | 3.0 m/s |  | 155.0 m | 18,869.0 m² | 3 | 190.8 W/m² | 5.2 m²/kW | two planetary stages and one helical stage | 3.0 | 1 |  | full inverter IGBT | 50/60 Hz | Site and country specific m | No | 18.0 m/s |  |  | conical |  | Yes |  | S |  |  | Vestas
2092 | 2092 | 2092 | 2092 | 2092 | 2092 | 2092 | Vestas V162-5.6 EnVentus - 5,60 MW - Wind turbine | https://en.wind-turbine-models.com/turbines/1971-vestas-v162-5.6-enventus | 1 | 5,600.0 kW | - | 3.0 m/s |  | 162.0 m | 20,612.0 m² | 3 | 271.7 W/m² | 3.7 m²/kW | planetary | 2.0 |  |  | converter | 50/60 Hz | 119 / 125 / 148 / 149 / 166 m | No | 25.0 m/s |  |  |  |  | Yes |  | S |  |  | Vestas
2093 | 2093 | 2093 | 2093 | 2093 | 2093 | 2093 | Vestas V162-6.0 EnVentus - 6,00 MW - Wind turbine | https://en.wind-turbine-models.com/turbines/2294-vestas-v162-6.0-enventus | 1 | 6,000.0 kW | - | 3.0 m/s |  | 162.0 m | 20,612.0 m² | 3 | 291.1 W/m² | 3.4 m²/kW | two planetary stages | 2.0 |  |  | full scale | 50/60 Hz | 119 / 125 / 149 / 166 / 169 m | No | 24.0 m/s |  |  |  | coated | Yes |  | S
2094 | 2094 | 2094 | 2094 | 2094 | 2094 | 2094 | Vestas V162-6.2 EnVentus - 6,20 MW - Wind turbine | https://en.wind-turbine-models.com/turbines/2343-vestas-v162-6.2-enventus | 1 | 6,200.0 kW | - | 3.0 m/s |  | 162.0 m | 20,612.0 m² | 3 | 300.8 W/m² | 3.3 m²/kW | planetary | 2.0 | 1 |  | full inverter IGBT | 50/60 Hz | 119 / 125 / 166 / 169 m | No | 25.0 m/s |  |  |  |  | Yes |  | S |  |  | Vestas
2095 | 2095 | 2095 | 2095 | 2095 | 2095 | 2095 | Vestas V162-6.8 EnVentus - 6,80 MW - Wind turbine | https://en.wind-turbine-models.com/turbines/2424-vestas-v162-6.8-enventus | 1 | 6,800.0 kW | 6,500.0 - 7,200.0 kW | 3.0 m/s | - | 162.0 m | 20,612.0 m² | 3 | 329.9 W/m² | 3.0 m²/kW | planetary | 2.0 | 1 |  | full inverter IGBT | 50/60 Hz | 119 / 169 / site specific m | No | 25.0 m/s |  |  | conical | coated | Yes |  | S | [10 empty] | 2021
2096 | 2096 | 2096 | 2096 | 2096 | 2096 | 2096 | Vestas V163-4.5 - 4,50 MW - Wind turbine | https://en.wind-turbine-models.com/turbines/2444-vestas-v163-4.5 | 1 | 4,500.0 kW | - | 3.0 m/s |  | 163.0 m | 20,867.0 m² | 3 | 215.7 W/m² | 4.6 m²/kW | 80.1m | 3.0 | 1 |  | full scale | 50/60 Hz | Site and country specific m | No | 24.0 m/s |  |  |  |  | Yes |  | S
2097 | 2097 | 2097 | 2097 | 2097 | 2097 | 2097 | Vestas V164-8.0 - 8,00 MW - Wind turbine | https://en.wind-turbine-models.com/turbines/318-vestas-v164-8.0 | 1 | 8,000.0 kW | - | 4.0 m/s | 13.0 m/s | 164.0 m | 21,124.0 m² | 3 | 378.7 W/m² | 2.6 m²/kW | 80 |  |  | 66,000.0 V | Full scale converter | 50.0 Hz |  | Yes | 25.0 m/s | 50.0 m/s | [6 empty] | 12.1 U/min | 104 m/s | Vestas |  |  |  | 375.0 t |  |  |  |  | 35.0 t
2098 | 2098 | 2098 | 2098 | 2098 | 2098 | 2098 | Vestas V164-9.5 - 9,50 MW - Wind turbine | https://en.wind-turbine-models.com/turbines/2349-vestas-v164-9.5 | 1 | 9,500.0 kW | - | 3.0 m/s |  | 164.0 m | 21,124.0 m² | 3 | 449.7 W/m² | 2.2 m²/kW | planetary | 3.0 | 1 | 66,000.0 V | full inverter IGBT | 50/60 Hz | site specific m | Yes | 25.0 m/s |  |  | conical | coated |  |  | S |  |  | Vestas | [7 empty] | 2017
2099 | 2099 | 2099 | 2099 | 2099 | 2099 | 2099 | Vestas V164-10.0 - 10,00 MW - Wind turbine | https://en.wind-turbine-models.com/turbines/2348-vestas-v164-10.0 | 1 | 10,000.0 kW | - | 3.0 m/s |  | 164.0 m | 21,124.0 m² | 3 | 473.4 W/m² | 2.1 m²/kW | planetary | 3.0 | 1 | 66,000.0 V | full inverter IGBT | 50/60 Hz | site specific m | Yes | 25.0 m/s |  |  | conical |  |  |  | S, T |  |  | Vestas
2100 | 2100 | 2100 | 2100 | 2100 | 2100 | 2100 | Vestas V172-7.2 EnVentus - 7,20 MW - Wind turbine | https://en.wind-turbine-models.com/turbines/2425-vestas-v172-7.2-enventus | 1 | 7,200.0 kW | 6,500.0 - 7,200.0 kW | 3.0 m/s | - | 172.0 m | 23,235.0 m² | 3 | 309.9 W/m² | 3.2 m²/kW | planetary | 2.0 |  |  | full scale | 50/60 Hz | 112 / 117 / 150 / 164 / 166 / 175 / site specific m | No | 25.0 m/s |  |  |  |  | Yes |  | S | [10 empty] | 2022
2101 | 2101 | 2101 | 2101 | 2101 | 2101 | 2101 | Vestas V174-9.5 - 9,50 MW - Wind turbine | https://en.wind-turbine-models.com/turbines/2347-vestas-v174-9.5 | 1 | 9,500.0 kW | 9,500.0 - 9,600.0 kW | 3.0 m/s | - | 174.0 m | 23,779.0 m² | 3 | 399.5 W/m² | 2.5 m²/kW | 85m | 3.0 | 1 |  | full inverter IGBT | 50/60 Hz | 110 / site specific m | Yes | 25.0 m/s |  | GFRP | conical |  |  |  | Ib, T |  |  | Vestas |  |  |  | 390.0 t |  |  |  | 2020 | 35.0 t
2102 | 2102 | 2102 | 2102 | 2102 | 2102 | 2102 | Vestas V236-15.0 - 15,00 MW - Wind turbine | https://en.wind-turbine-models.com/turbines/2317-vestas-v236-15.0 | 1 | 15,000.0 kW | - | 3.0 m/s |  | 236.0 m | 43,742.0 m² | 3 | 342.9 W/m² | 2.9 m²/kW | 115.5m blades | 3.0 | 1 |  | full scale | 50/60 Hz | site specific m | Yes | 30.0 m/s | 57.0 m/s |  | conical |  |  |  | Ia, S, T |  |  | Vestas | [7 empty] | 2022
2103 | 2103 | 2103 | 2103 | 2103 | 2103 | 2103 | Victor Energy Victor 5kW - 5,00 kW - Wind turbine | https://en.wind-turbine-models.com/turbines/1024-victor-energy-victor-5kw | 1 | 5.0 kW | - | [5 empty] | 0.0 W/m² | 0.0 m²/kW | without | [6 empty] | No |  |  | fiberglass |  |  | Yes
2104 | 2104 | 2104 | 2104 | 2104 | 2104 | 2104 | Vind Teknik 520 - Wind turbine | https://en.wind-turbine-models.com/turbines/1426-vind-teknik-520 | 1 | - | [6 empty] | 0.0 W/m² | 0.0 m²/kW | [7 empty] | No | [5 empty] | Yes
2105 | 2105 | 2105 | 2105 | 2105 | 2105 | 2105 | Vind-Syssel VS130/22 - 130,00 kW - Wind turbine | https://en.wind-turbine-models.com/turbines/220-vind-syssel-vs130-22 | 1 | 130.0 kW | - | 4.0 m/s | 12.0 m/s | 22.2 m | 387.0 m² | 3 | 335.9 W/m² | 3.0 m²/kW | spur |  | 1 | 400.0 V | asynkron dobbeltviklet | 50 Hz | 26 m | No | 23.0 m/s |  | fiberglass |  | galvanized | Yes |  |  | 45.0 U/min | 52 m/s |  | 1:22 | 1,000.0 U/min
2106 | 2106 | 2106 | 2106 | 2106 | 2106 | 2106 | Vind-Syssel VS150/22 - 150,00 kW - Wind turbine | https://en.wind-turbine-models.com/turbines/219-vind-syssel-vs150-22 | 1 | 150.0 kW | - | 4.0 m/s | 14.0 m/s | 22.0 m | 380.0 m² | 3 | 394.7 W/m² | 2.5 m²/kW | LM 11 | 2.0 | 1 | 400.0 V | Thyristor | 50 Hz | 25/31 m | No | 23.0 m/s |  | GFK | conical | galvanized | Yes |  |  | 44.0 U/min | 51 m/s | LM Glasfieber | 1:22 | 1,000.0 U/min
2107 | 2107 | 2107 | 2107 | 2107 | 2107 | 2107 | Vind-Syssel VS270/26 - 270,00 kW - Wind turbine | https://en.wind-turbine-models.com/turbines/710-vind-syssel-vs270-26 | 1 | 270.0 kW | - | 4.0 m/s | 15.0 m/s | 26.0 m | 531.0 m² | 3 | 508.5 W/m² | 2.0 m²/kW | LM |  | 1 | 400.0 V | thyristors | 50 Hz | 31 m | No | 24.0 m/s |  | GFK | conical | galvanized | Yes |  |  |  |  | LM Glasfieber | 1:26 | 1,016.0 U/min
2108 | 2108 | 2108 | 2108 | 2108 | 2108 | 2108 | Vind-Syssel VS270/26 - 270,00 kW - Wind turbine | https://en.wind-turbine-models.com/turbines/218-vind-syssel-vs270-26 | 1 | 270.0 kW | - |  |  | 26.0 m | 531.0 m² | 3 | 508.5 W/m² | 2.0 m²/kW | [6 empty] | 32.0 m | No | [5 empty] | Yes
2109 | 2109 | 2109 | 2109 | 2109 | 2109 | 2109 | Vindby V1A-G9 - 1,00 kW - Wind turbine | https://en.wind-turbine-models.com/turbines/1025-vindby-v1a-g9 | 1 | 1.0 kW | - | 2.5 m/s |  | 1.8 m | 2.5 m² | 5 | 400.0 W/m² | 2.5 m²/kW | without |  | 1.0 | 240.0 V |  |  | 2/6/9 m | No | [5 empty] | Yes |  |  |  |  | Vindby | [5 empty] | 0.2 t
2110 | 2110 | 2110 | 2110 | 2110 | 2110 | 2110 | Voith DFVLR 10kW - 10,00 kW - Wind turbine | https://en.wind-turbine-models.com/turbines/931-voith-dfvlr-10kw | 1 | 10.0 kW | - |  | 8.5 m/s | 11.3 m | 100.0 m² | 2 | 100.0 W/m² | 10.0 m²/kW | FX63-137 5.5m | 1.0 | 1 | 400.0 V |  | 50 Hz | 10 m | No |  |  | GFK | cylindric | painted | Yes |  |  | 135.0 U/min | 80 m/s | DFVLR | 1:10 | 3,000.0 U/min | 0.1 t | 0.4 t | 0.6 t | 1.1 t |  | 1980 | 0.0 t
2111 | 2111 | 2111 | 2111 | 2111 | 2111 | 2111 | VWT Power hy5 - 5,00 kW - Wind turbine | https://en.wind-turbine-models.com/turbines/1070-vwt-power-hy5 | 1 | 5.0 kW | - | 3.0 m/s | 11.0 m/s | 5.6 m | 24.6 m² | 3 | 203.3 W/m² | 4.9 m²/kW | without direct drive |  | 1 | 220.0 V | IGBT | 50 Hz | 8/10/12/15/18/20 m | No | 25.0 m/s | 59.5 m/s | RTM G RP | conical | painted | Yes |  |  | 240.0 U/min | 70 m/s
2112 | 2112 | 2112 | 2112 | 2112 | 2112 | 2112 | VWT Power qr5 - 6,50 kW - Wind turbine | https://en.wind-turbine-models.com/turbines/1069-vwt-power-qr5 | 1 | 6.5 kW | - | 5.0 m/s | 16.0 m/s | 3.1 m | 16.0 m² | 3 | 406.3 W/m² | 2.5 m²/kW | [6 empty] | 5 m | No | 26.0 m/s |  |  |  |  | Yes | [8 empty] | 0.5 t
2113 | 2113 | 2113 | 2113 | 2113 | 2113 | 2113 | W2E Wind to Energy Harvester 2.0 MW - 2,00 MW - Wind turbine | https://en.wind-turbine-models.com/turbines/1145-w2e-wind-to-energy-harvester-2.0-mw | 1 | 2,000.0 kW | - | 3.0 m/s | 10.0 m/s | 116.0 m | 10,568.3 m² | 3 | 189.2 W/m² | 5.3 m²/kW | spur/planetary |  | 1 |  | IGBT | 50/60 Hz | 100 / 120 / 140* m | No | 20.0 m/s |  |  | conical | painted | Yes |  | IIIa
2114 | 2114 | 2114 | 2114 | 2114 | 2114 | 2114 | W2E Wind to Energy W2E-93/2.0 - 2,05 MW - Wind turbine | https://en.wind-turbine-models.com/turbines/963-w2e-wind-to-energy-w2e-93-2.0 | 1 | 2,050.0 kW | - | 3.0 m/s | 12.0 m/s | 93.2 m | 6,822.0 m² | 3 | 300.5 W/m² | 3.3 m²/kW | WN 453 / LM45.3P |  | 1.0 |  | IGBT | 50/60 Hz | 70/85/100/117*/141* m | No | 25.0 m/s |  | GFRP |  |  | Yes |  | IIa |  |  | LM Glasfieber | [7 empty] | 2011
2115 | 2115 | 2115 | 2115 | 2115 | 2115 | 2115 | W2E Wind to Energy W2E-100/2.0 - 2,05 MW - Wind turbine | https://en.wind-turbine-models.com/turbines/1148-w2e-wind-to-energy-w2e-100-2.0 | 1 | 2,050.0 kW | - | 3.5 m/s | 11.5 m/s | 100.0 m | 7,854.0 m² | 3 | 261.0 W/m² | 3.8 m²/kW | spur/planetary |  | 1 |  | IGBT | 50/60 Hz | 70/85/100/117*/141* m | No | 25.0 m/s |  |  |  |  | Yes |  | IIIa
2116 | 2116 | 2116 | 2116 | 2116 | 2116 | 2116 | W2E Wind to Energy W2E-100/2.5 - 2,50 MW - Wind turbine | https://en.wind-turbine-models.com/turbines/1146-w2e-wind-to-energy-w2e-100-2.5 | 1 | 2,500.0 kW | - | 3.5 m/s | 12.5 m/s | 100.0 m | 7,854.0 m² | 3 | 318.3 W/m² | 3.1 m²/kW | LM48.8/SI 50.3 | 3.0 | 1.0 | 690.0 V | IGBT | 50/60 Hz | 85 / 100 / 105*/117*/141*/160* m | No | 25.0 m/s |  | GFRP |  |  | Yes |  | IIa | 16.5 U/min | 86 m/s | LM WindPower | 1:80 | 1,570.0 U/min | 60.0 t | 96.0 t | 350.0 t | 500.0 t
2117 | 2117 | 2117 | 2117 | 2117 | 2117 | 2117 | W2E Wind to Energy W2E-103/2.5 - 2,50 MW - Wind turbine | https://en.wind-turbine-models.com/turbines/1147-w2e-wind-to-energy-w2e-103-2.5 | 1 | 2,500.0 kW | - | 3.5 m/s | 12.5 m/s | 103.0 m | 8,332.0 m² | 3 | 300.0 W/m² | 3.3 m²/kW | LM | 3.0 | 1 | 690.0 V | IGBT | 50/60 Hz | 85 / 100 / 105*/117*/141*/160* m | No | 25.0 m/s |  | GFRP |  |  | Yes |  | IIa | 17.1 U/min | 92 m/s | LM WindPower | 1:80 | 1,310.0 U/min | 60.0 t | 96.0 t | 350.0 t | 500.0 t
2118 | 2118 | 2118 | 2118 | 2118 | 2118 | 2118 | W2E Wind to Energy W2E-110/2.5 - 2,50 MW - Wind turbine | https://en.wind-turbine-models.com/turbines/1965-w2e-wind-to-energy-w2e-110-2.5 | 1 | 2,500.0 kW | - | 3.5 m/s | 12.5 m/s | 110.0 m | 9,503.0 m² | 3 | 263.1 W/m² | 3.8 m²/kW | planetary / parallel |  | 1 |  | IGBT | 50/60 Hz | 85 / 100 m | No | 25.0 m/s |  |  | conical |  | Yes |  | IIa
2119 | 2119 | 2119 | 2119 | 2119 | 2119 | 2119 | W2E Wind to Energy W2E-120/3.3fc - 3,30 MW - Wind turbine | https://en.wind-turbine-models.com/turbines/1143-w2e-wind-to-energy-w2e-120-3.3fc | 1 | 3,300.0 kW | - |  |  | 120.0 m | 11,309.7 m² | 3 | 291.8 W/m² | 3.4 m²/kW | [7 empty] | No | [5 empty] | Yes
2120 | 2120 | 2120 | 2120 | 2120 | 2120 | 2120 | W2E Wind to Energy W2E-120/3fc - 3,00 MW - Wind turbine | https://en.wind-turbine-models.com/turbines/737-w2e-wind-to-energy-w2e-120-3fc | 1 | 3,000.0 kW | - | 3.0 m/s | 13.0 m/s | 120.0 m | 11,309.7 m² | 3 | 265.3 W/m² | 3.8 m²/kW | hybrid drive |  | 1.0 |  | IGBT | 50/60 Hz | 90 / 100 / 140* m | No | 25.0 m/s |  |  | conical | painted | Yes |  | IIa
2121 | 2121 | 2121 | 2121 | 2121 | 2121 | 2121 | W2E Wind to Energy W2E-120/3.5fc - 3,50 MW - Wind turbine | https://en.wind-turbine-models.com/turbines/1963-w2e-wind-to-energy-w2e-120-3.5fc | 1 | 3,500.0 kW | - | 3.0 m/s | 13.0 m/s | 120.0 m | 11,309.7 m² | 3 | 309.5 W/m² | 3.2 m²/kW | Mid speed compact drive train |  | 1 |  | IGBT | 50/60 Hz | 90 / 100 / 140 m | No | 25.0 m/s |  |  |  |  | Yes |  | IIa
2122 | 2122 | 2122 | 2122 | 2122 | 2122 | 2122 | W2E Wind to Energy W2E-120/3.2fc - 3,20 MW - Wind turbine | https://en.wind-turbine-models.com/turbines/1964-w2e-wind-to-energy-w2e-120-3.2fc | 1 | 3,200.0 kW | - | 3.0 m/s | 13.0 m/s | 120.0 m | 11,309.7 m² | 3 | 282.9 W/m² | 3.5 m²/kW | HybridDrive |  | 1 |  | IGBT | 50/60 Hz | 90 / 100 / 140 m | No | 25.0 m/s |  |  |  |  | Yes |  | S
2123 | 2123 | 2123 | 2123 | 2123 | 2123 | 2123 | W2E Wind to Energy W2E-133/3fc - 3,00 MW - Wind turbine | https://en.wind-turbine-models.com/turbines/1142-w2e-wind-to-energy-w2e-133-3fc | 1 | 3,000.0 kW | - |  |  | 133.0 m | 13,892.9 m² | 3 | 215.9 W/m² | 4.6 m²/kW | [7 empty] | No | [5 empty] | Yes
2124 | 2124 | 2124 | 2124 | 2124 | 2124 | 2124 | W2E Wind to Energy W2E-138/3.0fc - 3,00 MW - Wind turbine | https://en.wind-turbine-models.com/turbines/1967-w2e-wind-to-energy-w2e-138-3.0fc | 1 | 3,000.0 kW | - | 3.0 m/s | 12.0 m/s | 138.0 m | 14,957.0 m² | 3 | 200.6 W/m² | 5.0 m²/kW | Mid speed compact drive train |  | 1 |  | full inverter IGBT | 50/60 Hz | 100 / 140 m | No | 20.0 m/s |  |  |  |  | Yes |  | IIIa
2125 | 2125 | 2125 | 2125 | 2125 | 2125 | 2125 | W2E Wind to Energy W2E-145/3.0fc - 3,00 MW - Wind turbine | https://en.wind-turbine-models.com/turbines/1962-w2e-wind-to-energy-w2e-145-3.0fc | 1 | 3,000.0 kW | - | 3.0 m/s | 10.5 m/s | 145.0 m | 16,513.0 m² | 3 | 181.7 W/m² | 5.5 m²/kW | Mid speed compact drive train |  | 1 |  | IGBT | 50/60 Hz | 90 / 100 m | No | 22.0 m/s |  |  | conical |  | Yes |  | IIIb
2126 | 2126 | 2126 | 2126 | 2126 | 2126 | 2126 | W2E Wind to Energy W2E-151/4.5 - 4,50 MW - Wind turbine | https://en.wind-turbine-models.com/turbines/1966-w2e-wind-to-energy-w2e-151-4.5 | 1 | 4,500.0 kW | - | 3.0 m/s | 12.0 m/s | 151.0 m | 17,908.0 m² | 3 | 251.3 W/m² | 4.0 m²/kW | planetary / parallel |  | 1 |  | IGBT | 50/60 Hz | 100 / 130 / 140 m | No | 20.0 m/s |  |  |  |  | Yes |  | IIIa
2127 | 2127 | 2127 | 2127 | 2127 | 2127 | 2127 | W2E Wind to Energy W2E-151/4.8 - 4,80 MW - Wind turbine | https://en.wind-turbine-models.com/turbines/2337-w2e-wind-to-energy-w2e-151-4.8 | 1 | 4,800.0 kW | - | 3.0 m/s | 13.0 m/s | 151.0 m | 17,907.0 m² | 3 | 268.1 W/m² | 3.7 m²/kW | spur / planetary |  | 1 |  | IGBT converter | 50/60 Hz | 120 m | No | 20.0 m/s |  |  | conical | coated | Yes |  | IIb, IIIa
2128 | 2128 | 2128 | 2128 | 2128 | 2128 | 2128 | W2E Wind to Energy W2E-151/4.8fc - 4,80 MW - Wind turbine | https://en.wind-turbine-models.com/turbines/2334-w2e-wind-to-energy-w2e-151-4.8fc | 1 | 4,800.0 kW | - | 3.0 m/s | 13.5 m/s | 151.0 m | 17,907.0 m² | 3 | 268.1 W/m² | 3.7 m²/kW | spur / planetary |  | 1 |  | full inverter IGBT | 50/60 Hz | 120 m | No | 20.0 m/s |  |  | conical | coated | Yes |  | IIb, IIIa
2129 | 2129 | 2129 | 2129 | 2129 | 2129 | 2129 | W2E Wind to Energy W2E-155/4.5fc - 4,50 MW - Wind turbine | https://en.wind-turbine-models.com/turbines/2336-w2e-wind-to-energy-w2e-155-4.5fc | 1 | 4,500.0 kW | - | 3.0 m/s | 13.0 m/s | 155.0 m | 18,869.0 m² | 3 | 238.5 W/m² | 4.2 m²/kW | spur / planetary |  | 1 |  | full inverter IGBT | 50/60 Hz | 120 m | No | 22.0 m/s |  |  | conical | coated | Yes |  | IIIa
2130 | 2130 | 2130 | 2130 | 2130 | 2130 | 2130 | W2E Wind to Energy W2E-165/5.2 - 5,20 MW - Wind turbine | https://en.wind-turbine-models.com/turbines/2335-w2e-wind-to-energy-w2e-165-5.2 | 1 | 5,200.0 kW | - | 3.0 m/s | 12.0 m/s | 165.0 m | 21,382.0 m² | 3 | 243.2 W/m² | 4.1 m²/kW | spur / planetary |  | 1 |  | full inverter IGBT | 50/60 Hz | up to 140 m | No | 20.0 m/s |  |  |  |  | Yes |  | IIa, IIIa
2131 | 2131 | 2131 | 2131 | 2131 | 2131 | 2131 | W2E Wind to Energy W2E-171/8.0 - 8,00 MW - Wind turbine | https://en.wind-turbine-models.com/turbines/2332-w2e-wind-to-energy-w2e-171-8.0 | 1 | 8,000.0 kW | - | 3.0 m/s | 14.5 m/s | 171.0 m | 22,965.0 m² | 3 | 348.4 W/m² | 2.9 m²/kW | planetary |  | 1 |  | full inverter IGBT | 50/60 Hz | up to 160 m | Yes | 25.0 m/s | [6 empty] | Ib, IIa
2132 | 2132 | 2132 | 2132 | 2132 | 2132 | 2132 | W2E Wind to Energy W2E-172/5.5 - 5,50 MW - Wind turbine | https://en.wind-turbine-models.com/turbines/2330-w2e-wind-to-energy-w2e-172-5.5 | 1 | 5,500.0 kW | - | 3.0 m/s | 12.0 m/s | 172.0 m | 23,235.0 m² | 3 | 236.7 W/m² | 4.2 m²/kW | planetary |  | 1 |  | full inverter IGBT | 50/60 Hz | up to 160 m | Yes | 25.0 m/s | [6 empty] | IIIa, IIb
2133 | 2133 | 2133 | 2133 | 2133 | 2133 | 2133 | W2E Wind to Energy W2E-185/6.0 - 6,00 MW - Wind turbine | https://en.wind-turbine-models.com/turbines/2333-w2e-wind-to-energy-w2e-185-6.0 | 1 | 6,000.0 kW | - | 3.0 m/s | 12.0 m/s | 185.0 m | 26,880.0 m² | 3 | 223.2 W/m² | 4.5 m²/kW | planetary |  | 1 |  | full inverter IGBT | 50/60 Hz | up to 160 m | Yes | 25.0 m/s | [6 empty] | IIb, IIIa
2134 | 2134 | 2134 | 2134 | 2134 | 2134 | 2134 | W2E Wind to Energy W2E-215/9.0 - 9,00 MW - Wind turbine | https://en.wind-turbine-models.com/turbines/2331-w2e-wind-to-energy-w2e-215-9.0 | 1 | 9,000.0 kW | - | 3.0 m/s | 13.0 m/s | 215.0 m | 36,305.0 m² | 3 | 247.9 W/m² | 4.0 m²/kW | planetary |  | 1 |  | full inverter IGBT | 50/60 Hz | up to 170 m | Yes | 25.0 m/s | [6 empty] | IIIa, IIb
2135 | 2135 | 2135 | 2135 | 2135 | 2135 | 2135 | W2E Wind to Energy Harvester 3.3 MW - 3,30 MW - Wind turbine | https://en.wind-turbine-models.com/turbines/1144-w2e-wind-to-energy-harvester-3.3-mw | 1 | 3,300.0 kW | - | 3.0 m/s | 10.0 m/s | 130.0 m | 13,273.3 m² | 3 | 248.6 W/m² | 4.0 m²/kW | hybrid drive |  | 1.0 |  | IGBT | 50/60 Hz | 100 / 140* m | No | 20.0 m/s |  |  | conical | painted | Yes |  | IIIa
2136 | 2136 | 2136 | 2136 | 2136 | 2136 | 2136 | Wagner - Rotor Fuerteventura prototype - Wind turbine | https://en.wind-turbine-models.com/turbines/2039-wagner-rotor-fuerteventura-prototype | 1 | - | [5 empty] | 2 | 0.0 W/m² | 0.0 m²/kW | [7 empty] | No
2137 | 2137 | 2137 | 2137 | 2137 | 2137 | 2137 | Schönball Energie NOAH 10/45 kW - 45,00 kW - Wind turbine | https://en.wind-turbine-models.com/turbines/1441-schoenball-energie-noah-10-45-kw | 1 | 45.0 kW | - | 3.0 m/s | 16.0 m/s | 12.0 m | 113.0 m² | 3 | 398.2 W/m² | 2.5 m²/kW | direct drive |  | 1 |  |  |  | 12 m | No | 25.0 m/s |  | GFRP |  | hot dip galvanized | Yes |  |  | 70.0 U/min | 44 m/s |  |  |  | 0.6 t | 5.2 t
2138 | 2138 | 2138 | 2138 | 2138 | 2138 | 2138 | WDRVM WD2.5-103 - 2,50 MW - Wind turbine | https://en.wind-turbine-models.com/turbines/2135-wdrvm-wd2.5-103 | 1 | 2,500.0 kW | - | 3.0 m/s | 12.0 m/s | 103.0 m | 8,328.0 m² | 3 | 300.2 W/m² | 3.3 m²/kW | 50.3m | 3.0 | 1 | 690.0 V | IGBT | 50/60 Hz | 70 / 80 / 90 m | No | 25.0 m/s |  | GFRP with epoxy resin | conical |  | Yes | I | S | 15.6 U/min | 84 m/s |  | 1:85 | 1,380.0 U/min | 56.0 t |  | 270.0 t |  | 21.0 t | 2019 | 11.7 t
2139 | 2139 | 2139 | 2139 | 2139 | 2139 | 2139 | WECS-TECH Wecs-Tech 1558 - 150,00 kW - Wind turbine | https://en.wind-turbine-models.com/turbines/546-wecs-tech-wecs-tech-1558 | 1 | 150.0 kW | - |  |  | 17.7 m | 246.0 m² | 3 | 609.8 W/m² | 1.6 m²/kW | sail wing type | [6 empty] | No |  |  | Aluminium/Dacron cover | cylindric | painted | Yes |  |  | 60.0 U/min | 56 m/s | WECS-TECH
2140 | 2140 | 2140 | 2140 | 2140 | 2140 | 2140 | Wenergy M 22 - 22,00 kW - Wind turbine | https://en.wind-turbine-models.com/turbines/2182-wenergy-m-22 | 1 | 22.0 kW | - | 4.0 m/s | 17.0 m/s | 9.8 m | 78.0 m² | 3 | 282.1 W/m² | 3.5 m²/kW | parallel shafts | 2.0 | 1 | 380.0 V |  | 50/60 Hz | 19 m | No |  | 50.0 m/s | Fiberglas reinforced polyester | conical | hot dip galvanized steel plate | Yes |  |  | 76.0 U/min | 39 m/s | AeroStar | 1:16 | 1,000.0 U/min |  | 2.2 t | 2.5 t
2141 | 2141 | 2141 | 2141 | 2141 | 2141 | 2141 | Wenergy M 23 - 22,00 kW - Wind turbine | https://en.wind-turbine-models.com/turbines/2183-wenergy-m-23 | 1 | 22.0 kW | - | 4.0 m/s | 14.0 m/s | 23.0 m | 415.0 m² | 3 | 53.0 W/m² | 18.9 m²/kW | parallel shafts | 2.0 | 1 | 380.0 V |  | 50/60 Hz | 31 m | No | 28.0 m/s | 50.0 m/s | Fiberglas reinforced polyester | conical | hot dip galvanized steel plate | Yes |  |  | 45.0 U/min | 54 m/s | AeroStar | 1:22 | 1,000.0 U/min |  | 10.0 t | 12.0 t
2142 | 2142 | 2142 | 2142 | 2142 | 2142 | 2142 | Wenergy M 66-13-US/ M 55-11 - 65,00 kW - Wind turbine | https://en.wind-turbine-models.com/turbines/2184-wenergy-m-66-13-us-m-55-11 | 1 | 65.0 kW | 55.0 - 65.0 kW | 4.0 m/s | 16.0 m/s | 16.0 m | 200.0 m² | 3 | 325.0 W/m² | 3.1 m²/kW | parallel shafts | 2.0 | 1 | 380.0 V |  | 50/60 Hz | 23 m | No | - | 50.0 m/s | Fiberglas reinforced polyester | conical | hot dip galvanized steel plate | Yes |  |  |  |  | AeroStar | 1:22 | 1,000.0 U/min |  | 4.5 t | 6.5 t
2143 | 2143 | 2143 | 2143 | 2143 | 2143 | 2143 | Wenergy M 108/ M 95 - 108,00 kW - Wind turbine | https://en.wind-turbine-models.com/turbines/2185-wenergy-m-108-m-95 | 1 | 108.0 kW | 95.0 - 108.0 kW | 4.0 m/s | 15.0 m/s | 19.3 m | 293.0 m² | 3 | 368.6 W/m² | 2.7 m²/kW | parallel shafts | 2.0 | 1 | 380.0 V | thyristors | 50/60 Hz | 23 m | No | 28.0 m/s | 50.0 m/s | Fiberglas reinforced polyester | conical | hot dip galvanized steel plate | Yes | - |  | 44.0 U/min | 45 m/s | AeroStar | 1:24 | 1,200.0 U/min |  | 6.3 t | 7.2 t
2144 | 2144 | 2144 | 2144 | 2144 | 2144 | 2144 | WepfAir Hans - 250,00 kW - Wind turbine | https://en.wind-turbine-models.com/turbines/2468-wepfair-hans | 1 | 250.0 kW | - |  |  | 14.0 m |  | 18 | 0.0 W/m² | 0.0 m²/kW | Getriebelos |  | 3 |  |  |  | 15.6 m | No |  |  | GFK |  |  | Yes |  |  |  |  | Wepfair | [7 empty] | 2014
2145 | 2145 | 2145 | 2145 | 2145 | 2145 | 2145 | WepfAir Windturbine 2016 - 80,00 kW - Wind turbine | https://en.wind-turbine-models.com/turbines/2467-wepfair-windturbine-2016 | 1 | 80.0 kW | - |  |  | 14.0 m |  | 6 | 0.0 W/m² | 0.0 m²/kW | Getriebelos |  | 1 |  |  |  | 15.8 m | No |  |  | GFK | Zylindrisch |  | Yes |  |  |  |  | Wepfair | [5 empty] | 18.0 t |  | 2016
2146 | 2146 | 2146 | 2146 | 2146 | 2146 | 2146 | WES WES50 - 50,00 kW - Wind turbine | https://en.wind-turbine-models.com/turbines/926-wes-wes50 | 1 | 50.0 kW | - | 3.0 m/s | 9.5 m/s | 20.0 m | 314.0 m² | 2 | 159.2 W/m² | 6.3 m²/kW | Asynchronus |  | 1 | 400.0 V | IGBT | 50 Hz | 24/30/31 m | No | 25.0 m/s | 52.5 m/s | carbon fiber reinforced epoxy | conical | galvanized | Yes |  | IIa |  |  | Siemens |  |  | 900.0 t | 2.4 t |  |  |  |  | 0.1 t
2147 | 2147 | 2147 | 2147 | 2147 | 2147 | 2147 | WES WES80 - 80,00 kW - Wind turbine | https://en.wind-turbine-models.com/turbines/925-wes-wes80 | 1 | 80.0 kW | - | 3.0 m/s | 13.0 m/s | 18.0 m | 255.0 m² | 2 | 313.7 W/m² | 3.2 m²/kW | Asynchronus |  | 1 | 400.0 V | IGBT | 50 Hz | 18/24/30/31/39 m | No | 25.0 m/s | 60.0 m/s | carbon fiber reinforced epoxy | conical | galvanized | Yes |  | Ib |  |  | Siemens |  |  | 0.9 t | 2.4 t |  |  |  | 1983 | 0.1 t
2148 | 2148 | 2148 | 2148 | 2148 | 2148 | 2148 | WES WES100 - 100,00 kW - Wind turbine | https://en.wind-turbine-models.com/turbines/924-wes-wes100 | 1 | 100.0 kW | - | 3.0 m/s | 13.0 m/s | 18.0 m | 255.0 m² | 2 | 392.2 W/m² | 2.6 m²/kW | Asynchronus |  | 1 | 400.0 V | IGBT | 50 Hz | 18/24/30/31 m | No | 25.0 m/s | 60.0 m/s | carbon fiber reinforced epoxy | conical | galvanized | Yes |  | Ib |  |  | Siemens |  |  | 0.9 t | 2.4 t |  |  |  | 1983 | 0.1 t
2149 | 2149 | 2149 | 2149 | 2149 | 2149 | 2149 | WES WES250 - 250,00 kW - Wind turbine | https://en.wind-turbine-models.com/turbines/923-wes-wes250 | 1 | 250.0 kW | - | 3.5 m/s | 13.0 m/s | 30.0 m | 707.0 m² | 2 | 353.6 W/m² | 2.8 m²/kW | Asynchronus |  | 1 | 400.0 V | IGBT | 50 Hz | 30/39/48 m | No | 25.0 m/s | 60.0 m/s | carbon fiber reinforced epoxy | conical | painted | Yes |  | Ib |  |  | Siemens |  |  | 3.0 t | 7.7 t |  |  |  | 1994 | 0.3 t
2150 | 2150 | 2150 | 2150 | 2150 | 2150 | 2150 | West Gamma 2 - 2,00 MW - Wind turbine | https://en.wind-turbine-models.com/turbines/1077-west-gamma-2 | 1 | 2,000.0 kW | - | 3.8 m/s | 11.3 m/s | 60.0 m | 2,827.0 m² | 2 | 707.5 W/m² | 1.4 m²/kW | planetary | 2.0 | 1 | 660.0 V | IGBT | 50 Hz | 66 m | No | 20.6 m/s |  |  | conical | painted | Yes |  |  | 55.0 U/min | 173 m/s |  | 1:32 | 1,800.0 U/min |  | 77.0 t | 130.0 t | 230.0 t |  |  | 6.4 t
2151 | 2151 | 2151 | 2151 | 2151 | 2151 | 2151 | West Gamma 60 - 1,50 MW - Wind turbine | https://en.wind-turbine-models.com/turbines/823-west-gamma-60 | 1 | 1,500.0 kW | - | 4.0 m/s | 14.0 m/s | 60.0 m | 2,827.0 m² | 2 | 530.6 W/m² | 1.9 m²/kW | Gamma Blade 28.73 | 3.0 | 1 | 1,450.0 V | IGBT | 50 Hz | 61 m | No | 27.0 m/s | 54.0 m/s | GRP | conical | painted | Yes |  |  | 44.0 U/min | 138 m/s | Hamilton Standard | 1:33 | 1,433.0 U/min | 21.0 t | 89.0 t | 121.0 t | 240.0 t | 8.0 t | 1992 | 6.5 t
2152 | 2152 | 2152 | 2152 | 2152 | 2152 | 2152 | West Medit 320 - 320,00 kW - Wind turbine | https://en.wind-turbine-models.com/turbines/1076-west-medit-320 | 1 | 320.0 kW | - | 4.2 m/s | 11.5 m/s | 33.0 m | 855.0 m² | 2 | 374.3 W/m² | 2.7 m²/kW | spur/planetary | 2.0 | 1 | 380.0 V | Thyristor | 60 Hz | 26 m | No | 17.5 m/s |  |  | conical | painted | Yes |  |  | 41.6 U/min | 72 m/s | Flender | 1:36 | 1,514.0 U/min |  | 15.0 t | 16.0 t | 38.0 t |  |  | 1.5 t
2153 | 2153 | 2153 | 2153 | 2153 | 2153 | 2153 | WestWind WestWind - Wind turbine | https://en.wind-turbine-models.com/turbines/555-westwind-westwind | 1 | - | [6 empty] | 0.0 W/m² | 0.0 m²/kW | [7 empty] | No | [5 empty] | Yes
2154 | 2154 | 2154 | 2154 | 2154 | 2154 | 2154 | Wikov W2000-93 - 2,00 MW - Wind turbine | https://en.wind-turbine-models.com/turbines/299-wikov-w2000-93 | 1 | 2,000.0 kW | - | 3.0 m/s | 11.0 m/s | 93.0 m | 6,793.0 m² | 3 | 294.4 W/m² | 3.4 m²/kW | 45.3 |  |  | 6,300.0 V |  |  | 80/100 m | No | 20.0 m/s |  | epoxy glass fibre | conical | protective paint | Yes |  |  | 18.1 U/min | 88 m/s | Wikov MGI | 1:136
2155 | 2155 | 2155 | 2155 | 2155 | 2155 | 2155 | Wincon W 3 "Windflower" - 3,00 kW - Wind turbine | https://en.wind-turbine-models.com/turbines/2192-wincon-w-3-windflower | 1 | 3.0 kW | - | 3.5 m/s |  | 3.7 m | 10.7 m² | 12 | 280.6 W/m² | 3.6 m²/kW | helical |  | 1 | 240.0 V |  | 0-400 Hz | 9 m | No |  | 52.0 m/s | Fiberglas reinforced | cylindrical | hot dip galvanized blank pipes | Yes |  |  | 160.0 U/min | 31 m/s |  | 1:19 | 3,000.0 U/min
2156 | 2156 | 2156 | 2156 | 2156 | 2156 | 2156 | Wincon M 22 - 22,00 kW - Wind turbine | https://en.wind-turbine-models.com/turbines/2186-wincon-m-22 | 1 | 22.0 kW | - | 4.0 m/s | 17.0 m/s | 9.8 m | 78.0 m² | 3 | 282.1 W/m² | 3.5 m²/kW | parallel shafts | 2.0 | 1 | 380.0 V | thyristors | 50 Hz | 19 m | No |  | 50.0 m/s | Fiberglas reinforced polyester | conical | hot dip galvanized steel plate | Yes |  |  |  |  | AeroStar | 1:14 | 1,040.0 U/min |  | 2.2 t | 2.5 t
2157 | 2157 | 2157 | 2157 | 2157 | 2157 | 2157 | Wincon M 55/11 - 55,00 kW - Wind turbine | https://en.wind-turbine-models.com/turbines/2187-wincon-m-55-11 | 1 | 55.0 kW | - | 4.0 m/s | 15.0 m/s | 16.0 m | 200.0 m² | 3 | 275.0 W/m² | 3.6 m²/kW | parallel shafts | 3.0 | 2 | 380.0 V | thyristors | 50 Hz | 23 m | No |  | 50.0 m/s | Fiberglas reinforced polyester | conical | hot dip galvanized steel plate | Yes |  |  |  |  | AeroStar | 1:22 | 1,000.0 U/min |  | 4.5 t | 6.5 t
2158 | 2158 | 2158 | 2158 | 2158 | 2158 | 2158 | Wincon W99 - 99,00 kW - Wind turbine | https://en.wind-turbine-models.com/turbines/707-wincon-w99 | 1 | 99.0 kW | - | 4.0 m/s | 16.0 m/s | 19.6 m | 302.0 m² | 3 | 327.8 W/m² | 3.1 m²/kW | parallel shafts | 2.0 | 1 | 380.0 V | thyristors | 50 Hz | 23 m | No | 35.0 m/s |  | Fiberglas reinforced polyester | conical | hot dip galvanized steel plate | Yes |  |  | 45.0 U/min | 46 m/s |  | 1:22 | 1,000.0 U/min |  | 5.5 t | 7.2 t
2159 | 2159 | 2159 | 2159 | 2159 | 2159 | 2159 | Wincon W99 XT - 100,00 kW - Wind turbine | https://en.wind-turbine-models.com/turbines/604-wincon-w99-xt | 1 | 100.0 kW | - | 4.5 m/s | 16.0 m/s | 21.0 m | 346.0 m² | 3 | 289.0 W/m² | 3.5 m²/kW | parallel shafts | 2.0 | 1 | 380.0 V | thyristors | 50 Hz | 23 / 24 / 27 m | No | 30.0 m/s | 56.0 m/s | Fiberglas reinforced polyester | conical | hot dip galvanized steel plate | Yes |  |  | 41.0 U/min | 45 m/s | Micon Airfoil Technology M.A.T. | 1:24 | 1,000.0 U/min |  | 6.3 t | 7.2 t
2160 | 2160 | 2160 | 2160 | 2160 | 2160 | 2160 | Wincon M 100 - 108,00 kW - Wind turbine | https://en.wind-turbine-models.com/turbines/2188-wincon-m-100 | 1 | 108.0 kW | - | 4.0 m/s | 14.0 m/s | 19.0 m | 284.0 m² | 3 | 380.3 W/m² | 2.6 m²/kW | parallel shafts | 3.0 | 1 | 380.0 V | thyristors | 50 Hz | 23 m | No |  | 50.0 m/s | Fiberglas reinforced polyester | conical | hot dip galvanized steel plate | Yes |  |  |  |  | AeroStar | 1:22 | 1,000.0 U/min |  | 6.3 t | 7.2 t
2161 | 2161 | 2161 | 2161 | 2161 | 2161 | 2161 | Wincon W110/XT - 105,00 kW - Wind turbine | https://en.wind-turbine-models.com/turbines/2190-wincon-w110-xt | 1 | 105.0 kW | - | 4.5 m/s | 13.0 m/s | 21.0 m | 346.0 m² | 3 | 303.5 W/m² | 3.3 m²/kW | 9.2m | 2.0 | 1 | 380.0 V | thyristors | 50 Hz | 22 / 27 / 30 m | No | 25.0 m/s | 56.0 m/s | Fiberglas reinforced polyester | conical | hot dip galvanized steel plate | Yes |  |  | 38.7 U/min | 43 m/s |  | 1:26 | 1,000.0 U/min
2162 | 2162 | 2162 | 2162 | 2162 | 2162 | 2162 | Wincon W110/19,6 - 110,00 kW - Wind turbine | https://en.wind-turbine-models.com/turbines/2189-wincon-w110-19-6 | 1 | 110.0 kW | - | 4.0 m/s | 14.0 m/s | 19.6 m | 302.0 m² | 3 | 364.2 W/m² | 2.7 m²/kW | parallel shafts | 2.0 | 1 | 380.0 V | thyristors | 50/60 Hz | 23 m | No |  | 56.0 m/s | Fiberglas reinforced polyester | conical | hot dip galvanized steel plate | Yes | [5 empty] | 1:22 | 1,000.0 U/min |  | 5.5 t | 7.2 t
2163 | 2163 | 2163 | 2163 | 2163 | 2163 | 2163 | Wincon W200/24 - 200,00 kW - Wind turbine | https://en.wind-turbine-models.com/turbines/2191-wincon-w200-24 | 1 | 200.0 kW | - | 4.5 m/s | 14.0 m/s | 24.0 m | 452.0 m² | 3 | 442.5 W/m² | 2.3 m²/kW | 10.8 | 2.0 | 1 | 380.0 V | thyristors | 50 Hz | 30 m | No | 25.0 m/s | 52.0 m/s | Fiberglas reinforced polyester | conical | hot dip galvanized steel plate | Yes |  |  | 41.5 U/min | 52 m/s |  | 1:24 | 1,000.0 U/min
2164 | 2164 | 2164 | 2164 | 2164 | 2164 | 2164 | Wincon W200/25 - 200,00 kW - Wind turbine | https://en.wind-turbine-models.com/turbines/1424-wincon-w200-25 | 1 | 200.0 kW | - | 4.5 m/s | 12.0 m/s | 25.0 m | 491.0 m² | 3 | 407.3 W/m² | 2.5 m²/kW | LM11.5 | 3.0 | 1 | 400.0 V | thyristors | 50 Hz | 29/30 m | No | 25.0 m/s | 52.0 m/s | GFRP | conical | painted | Yes |  |  | 41.0 U/min | 54 m/s | LM Glasfiber A/S | 1:25 | 1,000.0 U/min
2165 | 2165 | 2165 | 2165 | 2165 | 2165 | 2165 | Wincon W200/26 - 200,00 kW - Wind turbine | https://en.wind-turbine-models.com/turbines/708-wincon-w200-26 | 1 | 200.0 kW | - | 4.5 m/s | 13.0 m/s | 26.0 m | 530.0 m² | 3 | 377.4 W/m² | 2.7 m²/kW | 11.5 | 3.0 | 1 | 400.0 V | Thyristor | 50 Hz | 30 m | No | 25.0 m/s | 52.0 m/s | GFK | conical | painted | Yes |  |  | 39.5 U/min | 54 m/s | LM Glasfieber | 1:25 | 1,000.0 U/min
2166 | 2166 | 2166 | 2166 | 2166 | 2166 | 2166 | Wincon W200/26 Gedser - 200,00 kW - Wind turbine | https://en.wind-turbine-models.com/turbines/181-wincon-w200-26-gedser | 1 | 200.0 kW | - | 4.5 m/s | 13.0 m/s | 26.0 m | 530.0 m² | 3 | 377.4 W/m² | 2.7 m²/kW | 11.5 | 3.0 | 1 | 400.0 V | Thyristor | 50 Hz | 25 (Gedser)/30 m | No | 25.0 m/s | 52.0 m/s | GFK |  |  | Yes |  |  | 39.5 U/min | 54 m/s | LM Glasfieber | 1:25 | 1,000.0 U/min
2167 | 2167 | 2167 | 2167 | 2167 | 2167 | 2167 | Wincon W250/29 - 250,00 kW - Wind turbine | https://en.wind-turbine-models.com/turbines/724-wincon-w250-29 | 1 | 250.0 kW | - | 3.0 m/s | 15.0 m/s | 29.0 m | 660.0 m² | 3 | 378.8 W/m² | 2.6 m²/kW | LM 13.4 | 3.0 | 1 | 400.0 V | Thyristor | 50 Hz | 30 m | No | 25.0 m/s | 50.0 m/s | GFK | conical | painted | Yes |  |  | 38.0 U/min | 58 m/s | LM Glasfieber | 1:40 | 1,500.0 U/min
2168 | 2168 | 2168 | 2168 | 2168 | 2168 | 2168 | Wincon W600/45 - 600,00 kW - Wind turbine | https://en.wind-turbine-models.com/turbines/709-wincon-w600-45 | 1 | 600.0 kW | - |  |  | 45.0 m | 1,590.0 m² | 3 | 377.4 W/m² | 2.7 m²/kW | Steel tube | [5 empty] | 45 m | No |  |  |  | conical | painted | Yes
2169 | 2169 | 2169 | 2169 | 2169 | 2169 | 2169 | Wincon W755/48 - 755,00 kW - Wind turbine | https://en.wind-turbine-models.com/turbines/441-wincon-w755-48 | 1 | 755.0 kW | - | 4.0 m/s | 14.0 m/s | 48.0 m | 1,810.0 m² | 3 | 417.1 W/m² | 2.4 m²/kW | LM 23.0 | 3.0 | 1 | 690.0 V | Thyristor | 50 Hz | 45-73 m | No | 25.0 m/s |  | GFK | conical | painted | Yes |  |  | 25.0 U/min | 63 m/s | LM | 1:67 | 1,000.0 U/min | 21,000.0 t | 21,600.0 t
2170 | 2170 | 2170 | 2170 | 2170 | 2170 | 2170 | WEG Wind EnergyGroup prototypes - Wind turbine | https://en.wind-turbine-models.com/turbines/1375-weg-wind-energygroup-prototypes | 1 | - | [6 empty] | 0.0 W/m² | 0.0 m²/kW | [7 empty] | No | [5 empty] | Yes
2171 | 2171 | 2171 | 2171 | 2171 | 2171 | 2171 | WEG Wind EnergyGroup WEG MS-1 - 250,00 kW - Wind turbine | https://en.wind-turbine-models.com/turbines/1351-weg-wind-energygroup-weg-ms-1 | 1 | 250.0 kW | - | 7.5 m/s | 17.0 m/s | 20.0 m | 314.0 m² | 2 | 796.2 W/m² | 1.3 m²/kW | co-axial | 2.0 | 1.0 | 415.0 V |  | 50 Hz | 16.3 m | No | 27.0 m/s | 70.0 m/s | steel spar. GFRP shell | conical | painted | Yes |  |  | 88.0 U/min | 92 m/s |  | 1:17 | 1,500.0 U/min |  | 18.0 t |  |  |  | 1983 | 3.0 t
2172 | 2172 | 2172 | 2172 | 2172 | 2172 | 2172 | WEG Wind EnergyGroup LS1 - 3,00 MW - Wind turbine | https://en.wind-turbine-models.com/turbines/1020-weg-wind-energygroup-ls1 | 1 | 3,000.0 kW | - | 7.0 m/s | 17.0 m/s | 60.0 m | 2,827.0 m² | 2 | 1,061.2 W/m² | 0.9 m²/kW | NACA 44 xx series | 2.0 | 1 | 11,000.0 V | inverters | 50 Hz | 45 m | No | 27.0 m/s | 70.0 m/s | GFRP on a welded steel spar | conical |  | Yes |  |  | 34.0 U/min | 107 m/s | British Aerospace | 1:32 | 1,500.0 U/min | 31.0 t |  |  |  |  | 1985
2173 | 2173 | 2173 | 2173 | 2173 | 2173 | 2173 | WEG Wind EnergyGroup WEG MS-2 - 250,00 kW - Wind turbine | https://en.wind-turbine-models.com/turbines/609-weg-wind-energygroup-weg-ms-2 | 1 | 250.0 kW | - | 6.0 m/s | 14.0 m/s | 25.0 m | 491.0 m² | 3 | 509.2 W/m² | 2.0 m²/kW | NASA LS-1 | 2.0 | 1.0 | 480.0 V | Thyristor | 60.0 Hz |  | No | 24.0 m/s | 59.0 m/s | Wood/epoxy composite | conical | galvanized | Yes |  |  | 48.0 U/min | 63 m/s | AeroLaminates | 1:38 | 1,800.0 U/min |  | 5.0 t | 9.0 t | 16.0 t |  |  | 2.0 t
2174 | 2174 | 2174 | 2174 | 2174 | 2174 | 2174 | WEG Wind EnergyGroup WEG MS-3 - 300,00 kW - Wind turbine | https://en.wind-turbine-models.com/turbines/610-weg-wind-energygroup-weg-ms-3 | 1 | 300.0 kW | - | 5.0 m/s | 11.5 m/s | 33.0 m | 855.0 m² | 2 | 350.9 W/m² | 2.9 m²/kW | NASA LS-1 | 2.0 | 1.0 | 480.0 V | Thyristor | 60.0 Hz | 25/30 m | No | 25.0 m/s | 60.0 m/s | Wood/epoxy | conical | Hot dip-galvanized | Yes |  |  | 48.0 U/min | 83 m/s | Composite Technology | 1:38 | 1,836.0 U/min |  | 11.5 t | 13.0 t | 24.5 t |  |  | 1.0 t
2175 | 2175 | 2175 | 2175 | 2175 | 2175 | 2175 | WEG Wind EnergyGroup WEG MS-4 - 600,00 kW - Wind turbine | https://en.wind-turbine-models.com/turbines/825-weg-wind-energygroup-weg-ms-4 | 1 | 600.0 kW | - | 4.0 m/s | 14.0 m/s | 41.0 m | 1,320.0 m² | 3 | 454.5 W/m² | 2.2 m²/kW | 19.5 | 3.0 | 1 | 660.0 V | Thyristor | 50 Hz | 40 m | No | 25.0 m/s | 70.0 m/s | Fiberglas/ Epoxy | conical | painted | Yes |  |  | 29.0 U/min | 62 m/s | Taywood Aerolaminates | 1:51 | 1,500.0 U/min | 8.8 t | 22.7 t | 31.0 t | 62.2 t | 3.8 t | 1997 | 1.7 t
2176 | 2176 | 2176 | 2176 | 2176 | 2176 | 2176 | WESPA 200/29 - 200,00 kW - Wind turbine | https://en.wind-turbine-models.com/turbines/1549-wespa-200-29 | 1 | 200.0 kW | - | 4.0 m/s | 14.0 m/s | 29.8 m | 698.0 m² | 3 | 286.5 W/m² | 3.5 m²/kW | 14.4m |  |  | 415.0 V | thyristor | 50 Hz | 36/46/50 m | No | 25.0 m/s | 67.0 m/s | GFRP | conical | hot dip galvanized | Yes |  |  | 41.0 U/min | 64 m/s |  |  |  | 5.3 t | 8.3 t | 32.0 t | 45.5 t
2177 | 2177 | 2177 | 2177 | 2177 | 2177 | 2177 | WESPA 200/31 - 200,00 kW - Wind turbine | https://en.wind-turbine-models.com/turbines/1550-wespa-200-31 | 1 | 200.0 kW | - | 4.0 m/s | 13.5 m/s | 31.0 m | 755.0 m² | 3 | 264.9 W/m² | 3.8 m²/kW | 14.9m |  |  | 415.0 V | thyristor | 50 Hz | 36/46/50 m | No | 25.0 m/s | 67.0 m/s | GFRP | conical | hot dip galvanized | Yes |  |  | 41.2 U/min | 67 m/s |  |  |  | 5.5 t | 8.3 t | 32.0 t | 45.8 t
2178 | 2178 | 2178 | 2178 | 2178 | 2178 | 2178 | WESPA 500/47 - 500,00 kW - Wind turbine | https://en.wind-turbine-models.com/turbines/1548-wespa-500-47 | 1 | 500.0 kW | - | 4.0 m/s | 14.5 m/s | 47.0 m | 1,735.0 m² | 3 | 288.2 W/m² | 3.5 m²/kW | 21m |  | 1 | 690.0 V | thyristor | 50 Hz | 45/50/55/65 m | No | 25.0 m/s | 70.0 m/s | GFRP | conical | painted / hot dip galvanized | Yes |  | Ia | 25.0 U/min | 62 m/s |  |  |  |  | 38.6 t
2179 | 2179 | 2179 | 2179 | 2179 | 2179 | 2179 | WESPA 750/47 - 750,00 kW - Wind turbine | https://en.wind-turbine-models.com/turbines/1547-wespa-750-47 | 1 | 750.0 kW | - | 4.0 m/s | 14.5 m/s | 47.0 m | 1,735.0 m² | 3 | 432.3 W/m² | 2.3 m²/kW | 21m |  | 1 | 690.0 V | thyristor | 50 Hz | 45/50/55/65 m | No | 25.0 m/s | 59.5 m/s | GFRP | conical | painted / hot dip galvanized | Yes |  | IIa | 25.0 U/min | 62 m/s |  |  |  |  | 38.6 t
2180 | 2180 | 2180 | 2180 | 2180 | 2180 | 2180 | Windmatic WM 10s-22 - 22,00 kW - Wind turbine | https://en.wind-turbine-models.com/turbines/1052-windmatic-wm-10s-22 | 1 | 22.0 kW | - | 3.0 m/s | 15.0 m/s | 10.2 m | 81.7 m² | 3 | 269.3 W/m² | 3.7 m²/kW | spur | 3.0 | 1 | 380.0 V | thyristors | 50 Hz | 12 m | No | 25.0 m/s |  | wood spar with fiberglas skin |  | hot dip galvanized | Yes |  |  | 67.0 U/min | 36 m/s | Windmatic | 1:22 | 1,500.0 U/min |  | 2.0 t
2181 | 2181 | 2181 | 2181 | 2181 | 2181 | 2181 | Windmatic WM 12s-30 - 30,00 kW - Wind turbine | https://en.wind-turbine-models.com/turbines/1051-windmatic-wm-12s-30 | 1 | 30.0 kW | - |  |  | 12.5 m | 122.7 m² | 3 | 244.5 W/m² | 4.1 m²/kW | lattice | [6 empty] | No |  |  | wood spar with fiberglas skin |  |  | Yes
2182 | 2182 | 2182 | 2182 | 2182 | 2182 | 2182 | Windmatic WM 14-55 - 55,00 kW - Wind turbine | https://en.wind-turbine-models.com/turbines/176-windmatic-wm-14-55 | 1 | 55.0 kW | - |  |  | 14.0 m | 154.0 m² | 3 | 357.1 W/m² | 2.8 m²/kW | Lattice | [5 empty] | 18 m | No | [5 empty] | Yes
2183 | 2183 | 2183 | 2183 | 2183 | 2183 | 2183 | Windmatic WM 14s-65 - 65,00 kW - Wind turbine | https://en.wind-turbine-models.com/turbines/552-windmatic-wm-14s-65 | 1 | 65.0 kW | - |  |  | 14.0 m | 154.0 m² | 3 | 422.1 W/m² | 2.4 m²/kW | [6 empty] | 18 m | No | [5 empty] | Yes
2184 | 2184 | 2184 | 2184 | 2184 | 2184 | 2184 | Windmatic WM 15s-55 - 55,00 kW - Wind turbine | https://en.wind-turbine-models.com/turbines/712-windmatic-wm-15s-55 | 1 | 55.0 kW | - | 3.5 m/s | 15.0 m/s | 14.5 m | 189.0 m² | 3 | 291.0 W/m² | 3.4 m²/kW | LM | 3.0 | 2 | 400.0 V | Thyristor | 50 Hz | 18/22.5/24 m | No | 25.0 m/s | 50.0 m/s | GFRP | c | galvanized | Yes |  |  | 58.0 U/min | 44 m/s | LM Glasfieber | 1:21 | 1,200.0 U/min
2185 | 2185 | 2185 | 2185 | 2185 | 2185 | 2185 | Windmatic WM 15s-66 - 66,00 kW - Wind turbine | https://en.wind-turbine-models.com/turbines/593-windmatic-wm-15s-66 | 1 | 66.0 kW | - | 3.5 m/s | 15.0 m/s | 15.5 m | 189.0 m² | 3 | 349.2 W/m² | 2.9 m²/kW | LM 8 | 3.0 | 2 | 480.0 V | Thyristor | 60 Hz | 18/22/24.5 m | No | 25.0 m/s | 50.0 m/s | Fibreglass reinforced polyester | conical | galvanized | Yes |  |  | 58.0 U/min | 47 m/s | LM Glasfieber | 1:21 | 1,230.0 U/min |  | 4.0 t |  |  |  |  | 1.2 t
2186 | 2186 | 2186 | 2186 | 2186 | 2186 | 2186 | Windmatic WM 17-75 - 75,00 kW - Wind turbine | https://en.wind-turbine-models.com/turbines/683-windmatic-wm-17-75 | 1 | 75.0 kW | - | 3.5 m/s | 15.0 m/s | 17.0 m | 225.0 m² | 3 | 333.3 W/m² | 3.0 m²/kW | LM 8.2 | 3.0 | 1 | 400.0 V | Thyristor | 50 Hz | 18/22/24 m | No | 25.0 m/s | 59.0 m/s | GFRP | conical | painted | Yes |  |  | 58.0 U/min | 52 m/s | LM Glasfieber | 1:21 | 1,225.0 U/min | 1.3 t | 4.1 t | 4.8 t | 10.1 t |  |  | 0.3 t
2187 | 2187 | 2187 | 2187 | 2187 | 2187 | 2187 | Windmatic WM 17s-75 - 75,00 kW - Wind turbine | https://en.wind-turbine-models.com/turbines/177-windmatic-wm-17s-75 | 1 | 75.0 kW | - | 3.5 m/s | 15.0 m/s | 17.0 m | 227.0 m² | 3 | 330.4 W/m² | 3.0 m²/kW | LM 8.2 | 3.0 | 1 | 480.0 V | Thyristor | 50 Hz | 18/22/24 m | No | 25.0 m/s | 50.0 m/s | Fibreglass reinforced epoxy | conical | painted | Yes |  |  | 58.0 U/min | 52 m/s | LM Glasfieber | 1:21 | 1,225.0 U/min | 1.3 t | 4.1 t | 4.8 t | 10.1 t |  |  | 0.3 t
2188 | 2188 | 2188 | 2188 | 2188 | 2188 | 2188 | Windmatic WM 17s-95 - 95,00 kW - Wind turbine | https://en.wind-turbine-models.com/turbines/590-windmatic-wm-17s-95 | 1 | 95.0 kW | - | 3.5 m/s | 15.0 m/s | 17.0 m | 227.0 m² | 3 | 418.5 W/m² | 2.4 m²/kW | LM 8.2 | 3.0 | 1 | 480.0 V | Thyristor | 60 Hz | 18/22/24 m | No | 25.0 m/s | 50.0 m/s | Fibreglass reinforced polyester | conical | Hot dip-galvanized | Yes |  |  | 58.0 U/min | 52 m/s | LM Glasfieber | 1:21 | 1,225.0 U/min | 1.3 t | 4.1 t | 4.8 t | 10.1 t |  |  | 0.3 t
2189 | 2189 | 2189 | 2189 | 2189 | 2189 | 2189 | Windmatic WM 19-99 - 99,00 kW - Wind turbine | https://en.wind-turbine-models.com/turbines/684-windmatic-wm-19-99 | 1 | 99.0 kW | - | 3.5 m/s | 12.0 m/s | 19.0 m | 283.5 m² | 3 | 349.2 W/m² | 2.9 m²/kW | LM |  | 1 | 418.0 V | thyristors | 50 Hz | 24 / 30 m | No | 25.0 m/s |  | GFRP |  | galvanized | Yes |  |  | 52.0 U/min | 52 m/s | LM Glasfieber | 1:20 | 1,000.0 U/min
2190 | 2190 | 2190 | 2190 | 2190 | 2190 | 2190 | Windmatic WM 19-105 - 105,00 kW - Wind turbine | https://en.wind-turbine-models.com/turbines/174-windmatic-wm-19-105 | 1 | 105.0 kW | - |  |  | 19.0 m | 284.0 m² | 3 | 369.7 W/m² | 2.7 m²/kW | LM |  | 1 | 380.0 V | Thyristor | 50 Hz | 30 m | No |  |  | GFRP |  |  | Yes |  |  | 48.0 U/min | 48 m/s | LM Glasfieber
2191 | 2191 | 2191 | 2191 | 2191 | 2191 | 2191 | Windmatic WM 20s - 130,00 kW - Wind turbine | https://en.wind-turbine-models.com/turbines/985-windmatic-wm-20s | 1 | 130.0 kW | - |  |  | 20.0 m | 314.0 m² | 2 | 414.0 W/m² | 2.4 m²/kW | Lattice | [5 empty] | 31 m | No |  |  |  |  | galvanized | Yes
2192 | 2192 | 2192 | 2192 | 2192 | 2192 | 2192 | Windmatic WM 23-200 - 200,00 kW - Wind turbine | https://en.wind-turbine-models.com/turbines/175-windmatic-wm-23-200 | 1 | 200.0 kW | - |  |  | 23.0 m | 416.0 m² | 3 | 480.8 W/m² | 2.1 m²/kW | [6 empty] | 30 m | No | [5 empty] | Yes
2193 | 2193 | 2193 | 2193 | 2193 | 2193 | 2193 | WTN Wind TechnikNord WTN 200/26 - 200,00 kW - Wind turbine | https://en.wind-turbine-models.com/turbines/408-wtn-wind-techniknord-wtn-200-26 | 1 | 200.0 kW | - | 4.0 m/s | 13.0 m/s | 26.0 m | 531.0 m² | 3 | 376.6 W/m² | 2.7 m²/kW | LM 12.0 | 3.0 | 1.0 | 400.0 V | Thyristor | 50.0 Hz | 30/40 m | No | 25.0 m/s | 67.0 m/s | GFK | conical | coated | Yes |  |  | 40.0 U/min | 54 m/s | LM Glasfieber | 1:25 | 1,000.0 U/min |  | 10.8 t | 25.0 t |  |  |  | 0.8 t
2194 | 2194 | 2194 | 2194 | 2194 | 2194 | 2194 | WTN Wind TechnikNord WTN 250/30 - 250,00 kW - Wind turbine | https://en.wind-turbine-models.com/turbines/1273-wtn-wind-techniknord-wtn-250-30 | 1 | 250.0 kW | - | 4.0 m/s | 14.0 m/s | 30.0 m | 707.0 m² | 3 | 353.6 W/m² | 2.8 m²/kW | LM 13.4 | 3.0 | 1 | 400.0 V | thyristors | 50/60 Hz | 30/40/46/50 m | No | 25.0 m/s | 59.5 m/s | Glassfiber |  |  | Yes |  |  | 40.0 U/min | 63 m/s | LM Glasfiber A/S | 1:38 | 1,212.0 U/min | 4.2 t | 9.8 t | 32.0 t | 46.0 t | 0.7 t |  | 1.2 t
2195 | 2195 | 2195 | 2195 | 2195 | 2195 | 2195 | WTN Wind TechnikNord WTN 500/37 - 500,00 kW - Wind turbine | https://en.wind-turbine-models.com/turbines/1073-wtn-wind-techniknord-wtn-500-37 | 1 | 500.0 kW | - | 4.0 m/s | 14.0 m/s | 37.0 m | 1,075.0 m² | 3 | 465.1 W/m² | 2.2 m²/kW | LM17 | 3.0 | 1 | 690.0 V | Thyristor | 50 Hz | 40/50 m | No | 25.0 m/s | 52.5 m/s | GFK | conical | painted | Yes |  |  | 30.0 U/min | 58 m/s | LM Glaasfiber A/S | 1:50 | 1,500.0 U/min |  | 21.0 t | 30.0 t | 58.0 t |  |  | 1.6 t
2196 | 2196 | 2196 | 2196 | 2196 | 2196 | 2196 | WTN Wind TechnikNord WTN 500/48 - 500,00 kW - Wind turbine | https://en.wind-turbine-models.com/turbines/1504-wtn-wind-techniknord-wtn-500-48 | 1 | 500.0 kW | - | 3.0 m/s | 12.0 m/s | 48.0 m | 1,810.0 m² | 3 | 276.2 W/m² | 3.6 m²/kW | WTN 23.1 |  | 2 | 690.0 V | inverters | 50 Hz | 50/65* m | No | 25.0 m/s | 52.5 m/s | GfK/epoxy |  | painted / hot dip galvanized | Yes |  |  | 30.0 U/min | 75 m/s | WTN | 1:50 | 1,500.0 U/min | 11.8 t | 24.5 t | 61.5 t | 98.0 t |  |  | 2.1 t
2197 | 2197 | 2197 | 2197 | 2197 | 2197 | 2197 | WTN Wind TechnikNord WTN 643 - 600,00 kW - Wind turbine | https://en.wind-turbine-models.com/turbines/415-wtn-wind-techniknord-wtn-643 | 1 | 600.0 kW | - | 4.0 m/s | 12.0 m/s | 43.0 m | 1,452.0 m² | 3 | 413.2 W/m² | 2.4 m²/kW | LM 19.1 | 3.0 | 1 | 690.0 V | Thyristor | 50 Hz | 40/50 m | No | 25.0 m/s | 67.0 m/s | GFK | conical | coated | Yes |  |  | 27.0 U/min | 61 m/s | LM Glasfieber | 1:54 | 1,500.0 U/min |  | 20.5 t | 48.0 t |  |  |  | 2.0 t
2198 | 2198 | 2198 | 2198 | 2198 | 2198 | 2198 | WTN Wind TechnikNord WTN 646 - 600,00 kW - Wind turbine | https://en.wind-turbine-models.com/turbines/1171-wtn-wind-techniknord-wtn-646 | 1 | 600.0 kW | - | 3.0 m/s | 12.0 m/s | 46.0 m | 1,662.0 m² | 3 | 361.0 W/m² | 2.8 m²/kW | WWK 22.5 | 3.0 | 1 | 690.0 V | inverters | 50 Hz | 50/65 m | No | 25.0 m/s | 59.5 m/s | Glass fiber reinforced epoxy | conical | painted | Yes |  |  | 30.0 U/min | 72 m/s | LM-Aeroconstruct | 1:50 | 1,500.0 U/min | 10.5 t | 24.5 t | 95.0 t | 130.0 t |  |  | 1.7 t
2199 | 2199 | 2199 | 2199 | 2199 | 2199 | 2199 | WTN Wind TechnikNord WTN 648 - 600,00 kW - Wind turbine | https://en.wind-turbine-models.com/turbines/1505-wtn-wind-techniknord-wtn-648 | 1 | 600.0 kW | - | 3.0 m/s | 12.0 m/s | 48.0 m | 1,810.0 m² | 3 | 331.5 W/m² | 3.0 m²/kW | WTN 23.1 |  | 2 | 690.0 V | inverters | 50 Hz | 50/65 m | No | 25.0 m/s | 52.5 m/s | GfK/epoxy |  | painted / hot dip galvanized | Yes |  |  | 30.0 U/min | 75 m/s | WTN | 1:50 | 1,500.0 U/min | 10.7 t | 24.5 t | 95.0 t | 130.0 t |  |  | 1.7 t
2200 | 2200 | 2200 | 2200 | 2200 | 2200 | 2200 | Wind World (India) ww-53 - 800,00 kW - Wind turbine | https://en.wind-turbine-models.com/turbines/1430-wind-world-india-ww-53 | 1 | 800.0 kW | - | 3.0 m/s | 11.5 m/s | 52.9 m | 2,007.0 m² | 3 | 398.6 W/m² | 2.5 m²/kW | direct drive |  | 1 |  | inverters |  | 74 m | No | 28.0 m/s |  | fiberglass-epoxy resin | conical |  | Yes |  |  | 29.5 U/min | 82 m/s | WindWorld India
2201 | 2201 | 2201 | 2201 | 2201 | 2201 | 2201 | Wind World WW 750/52 - 750,00 kW - Wind turbine | https://en.wind-turbine-models.com/turbines/244-wind-world-ww-750-52 | 1 | 750.0 kW | - | 3.5 m/s | 13.0 m/s | 52.0 m | 2,123.7 m² | 3 | 353.2 W/m² | 2.8 m²/kW | LM 25.2 | 3.0 | 1 | 690.0 V | Thyristor | 50.0 Hz | 44/49/65/73.5 m | No | 20.0 m/s | 60.0 m/s | GFRP | conical | painted | Yes |  |  | 22.0 U/min | 60 m/s | LM Glasfiber A/S | 1:68 | 1,500.0 U/min | 16.0 t | 25.0 t | 73.0 t | 115.0 t
2202 | 2202 | 2202 | 2202 | 2202 | 2202 | 2202 | Wind World W2080 - 120,00 kW - Wind turbine | https://en.wind-turbine-models.com/turbines/241-wind-world-w2080 | 1 | 120.0 kW | - | 4.0 m/s | 14.0 m/s | 20.8 m | 340.0 m² |  | 352.9 W/m² | 2.8 m²/kW | Wind World |  |  | 380.0 V | asynkron |  | 24 m | No | 25.0 m/s |  |  |  |  | Yes |  |  | 42.6 U/min | 46 m/s |  | 1:23 |  | 2.6 t | 3.1 t | 7.5 t
2203 | 2203 | 2203 | 2203 | 2203 | 2203 | 2203 | Wind World W2320/150 - 150,00 kW - Wind turbine | https://en.wind-turbine-models.com/turbines/237-wind-world-w2320-150 | 1 | 150.0 kW | - | 4.0 m/s | 13.0 m/s | 23.2 m | 423.0 m² |  | 354.6 W/m² | 2.8 m²/kW | Wind World |  |  | 380.0 V | asynkron |  | 29.7 m | No | 25.0 m/s |  |  |  |  | Yes |  |  | 41.9 U/min | 51 m/s |  | 1:24 |  | 3.0 t | 4.2 t | 10.5 t
2204 | 2204 | 2204 | 2204 | 2204 | 2204 | 2204 | Wind World W2320/160 - 160,00 kW - Wind turbine | https://en.wind-turbine-models.com/turbines/242-wind-world-w2320-160 | 1 | 160.0 kW | - | 4.0 m/s | 13.0 m/s | 23.2 m | 423.0 m² |  | 378.3 W/m² | 2.6 m²/kW | Wind World |  |  | 380.0 V | asynkron |  | 29.7 m | No | 25.0 m/s |  |  |  |  | Yes |  |  | 41.9 U/min | 51 m/s |  | 1:24 |  | 3.0 t | 4.2 t | 10.5 t
2205 | 2205 | 2205 | 2205 | 2205 | 2205 | 2205 | Wind World W2460/100 - 100,00 kW - Wind turbine | https://en.wind-turbine-models.com/turbines/722-wind-world-w2460-100 | 1 | 100.0 kW | - |  |  | 24.6 m | 475.0 m² | 3 | 210.5 W/m² | 4.8 m²/kW | Steel tube | [5 empty] | 30 m | No |  |  |  | conical | painted | Yes
2206 | 2206 | 2206 | 2206 | 2206 | 2206 | 2206 | Wind World W2500 - 220,00 kW - Wind turbine | https://en.wind-turbine-models.com/turbines/239-wind-world-w2500 | 1 | 220.0 kW | - | 2.0 m/s | 13.5 m/s | 25.0 m | 491.0 m² | 3 | 448.1 W/m² | 2.2 m²/kW | LM12 HHT | 2.0 | 1 | 400.0 V | Thyristor | 50 Hz | 31 m | Yes | 25.0 m/s |  | GFK | conical | painted |  |  |  | 41.0 U/min | 54 m/s | LM Glaasfiber A/S | 1:24 | 1,000.0 U/min | 5.0 t | 6.8 t | 13.5 t | 25.0 t |  |  | 0.8 t
2207 | 2207 | 2207 | 2207 | 2207 | 2207 | 2207 | Wind World W2700 - 150,00 kW - Wind turbine | https://en.wind-turbine-models.com/turbines/238-wind-world-w2700 | 1 | 150.0 kW | - | 2.0 m/s | 11.0 m/s | 27.0 m | 573.0 m² | 3 | 261.8 W/m² | 3.8 m²/kW | LM12 HHT | 2.0 | 1 | 415.0 V | Thyristor | 50 Hz | 31/41 m | No | 25.0 m/s |  | GFK | conical | painted | Yes |  |  | 35.7 U/min | 50 m/s | LM Glaasfiber A/S | 1:21 | 750.0 U/min | 5.0 t | 8.0 t | 18.5 t | 31.5 t | 2.5 t |  | 0.8 t
2208 | 2208 | 2208 | 2208 | 2208 | 2208 | 2208 | Wind World W2800/150 - 150,00 kW - Wind turbine | https://en.wind-turbine-models.com/turbines/723-wind-world-w2800-150 | 1 | 150.0 kW | - | 4.0 m/s |  | 28.0 m | 616.0 m² | 3 | 243.5 W/m² | 4.1 m²/kW | LM 12HHT | 3.0 | 1 | 400.0 V | thyristors | 50 Hz | 30 / 40 m | No | 25.0 m/s |  | GRP | conical | coated | Yes |  |  | 53.0 U/min | 78 m/s | LM WindPower | 1:21 | 750.0 U/min | 5.7 t | 6.8 t | 19.0 t | 31.0 t |  |  | 0.8 t
2209 | 2209 | 2209 | 2209 | 2209 | 2209 | 2209 | Wind World W3000/250 - 250,00 kW - Wind turbine | https://en.wind-turbine-models.com/turbines/379-wind-world-w3000-250 | 1 | 250.0 kW | - | 2.0 m/s | 12.0 m/s | 29.2 m | 670.0 m² | 3 | 373.1 W/m² | 2.7 m²/kW | LM 13.4 HHT | 3.0 | 1.0 | 400.0 V | WR/Thyristor | 50.0 Hz | 31/41/50 m | No | 25.0 m/s | 60.0 m/s | GFK | conical | painted | Yes |  |  | 38.5 U/min | 59 m/s | LM Glaasfiber A/S | 1:33 | 1,010.0 U/min | 5.0 t | 7.9 t | 34.0 t | 47.0 t |  |  | 0.8 t
2210 | 2210 | 2210 | 2210 | 2210 | 2210 | 2210 | Wind World W3700 - 500,00 kW - Wind turbine | https://en.wind-turbine-models.com/turbines/240-wind-world-w3700 | 1 | 500.0 kW | - | 2.0 m/s | 13.0 m/s | 37.0 m | 1,075.0 m² | 3 | 465.1 W/m² | 2.2 m²/kW | LM17 H | 3.0 | 1 | 690.0 V | Thyristor | 50 Hz | 33.5/41 m | No | 25.0 m/s |  | GFK | conical | painted | Yes |  |  | 30.0 U/min | 58 m/s | LM Glasfiber A/S | 1:50 | 1,500.0 U/min | 11.0 t | 21.4 t | 27.0 t | 60.0 t |  |  | 1.6 t
2211 | 2211 | 2211 | 2211 | 2211 | 2211 | 2211 | Wind World W4100 - 500,00 kW - Wind turbine | https://en.wind-turbine-models.com/turbines/143-wind-world-w4100 | 1 | 500.0 kW | - | 2.0 m/s | 15.0 m/s | 40.1 m | 1,263.0 m² | 3 | 395.9 W/m² | 2.5 m²/kW | APX 40 | 3.0 | 1.0 | 690.0 V | Thyristor | 50.0 Hz | 41.5 / 49.5 m | No | 20.0 m/s | 60.0 m/s | GFK | conical | painted | Yes |  |  | 28.2 U/min | 59 m/s | Aerpac | 1:53 | 1,500.0 U/min | 7.8 t | 26.1 t | 39.0 t | 73.0 t |  |  | 1.4 t
2212 | 2212 | 2212 | 2212 | 2212 | 2212 | 2212 | Wind World W4200 - 600,00 kW - Wind turbine | https://en.wind-turbine-models.com/turbines/243-wind-world-w4200 | 1 | 600.0 kW | - | 4.5 m/s | 14.0 m/s | 42.0 m | 1,385.0 m² | 3 | 433.2 W/m² | 2.3 m²/kW | LM 19.1 | 3.0 | 1 | 690.0 V | Thyristor | 50.0 Hz | 45/50.5/65 m | No | 20.0 m/s | 57.0 m/s | GFRP | conical | painted | Yes |  |  | 28.2 U/min | 62 m/s | LM Glasfiber A/S | 1:54 | 1,500.0 U/min | 12.4 t | 23.0 t | 70.0 t | 106.0 t
2213 | 2213 | 2213 | 2213 | 2213 | 2213 | 2213 | Wind World W4800/750 - 750,00 kW - Wind turbine | https://en.wind-turbine-models.com/turbines/420-wind-world-w4800-750 | 1 | 750.0 kW | - | 2.0 m/s | 12.5 m/s | 48.0 m | 1,810.0 m² | 3 | 414.4 W/m² | 2.4 m²/kW | APX 45 | 3.0 | 1.0 | 690.0 V | WR | 50.0 Hz | 41.5/50.0/65.0 m | No | 25.0 m/s | 60.0 m/s | GFK / Epoxy | conical | coated | Yes |  |  | 30.0 U/min | 75 m/s | Aerpac | 1:60 | 1,500.0 U/min |  | 25.0 t | 54.0 t |  |  |  | 1.5 t
2214 | 2214 | 2214 | 2214 | 2214 | 2214 | 2214 | Wind World W5200/750 - 750,00 kW - Wind turbine | https://en.wind-turbine-models.com/turbines/2358-wind-world-w5200-750 | 1 | 750.0 kW | - | 3.5 m/s | 13.0 m/s | 52.0 m | 2,123.0 m² | 3 | 353.3 W/m² | 2.8 m²/kW | LM 25.2 | 3.0 | 1 | 690.0 V | thyristors | 50 Hz | 45 m | No | 20.0 m/s | 60.0 m/s | GFRP | conical | coated | Yes |  |  | 22.0 U/min | 60 m/s | LM WindPower | 1:68 | 1,500.0 U/min | 16.0 t | 25.0 t | 73.0 t | 115.0 t |  | 1998
2215 | 2215 | 2215 | 2215 | 2215 | 2215 | 2215 | Windflow 45-500 - 500,00 kW - Wind turbine | https://en.wind-turbine-models.com/turbines/1943-windflow-45-500 | 1 | 500.0 kW | - | 4.5 m/s | 11.5 m/s | 45.0 m | 1,590.0 m² | 2 | 314.5 W/m² | 3.2 m²/kW | planetary / parallel |  | 1 | 480.0 V | inverters | 50/60 Hz | 31.5 / 38 / 47 m | No | 25.0 m/s |  | laminated composites | conical | painted | Yes |  | IIa | 35.0 U/min | 82 m/s |  |  |  |  | 20.4 t | 25.0 t | 45.4 t
2216 | 2216 | 2216 | 2216 | 2216 | 2216 | 2216 | Windflow 33-500 - 500,00 kW - Wind turbine | https://en.wind-turbine-models.com/turbines/721-windflow-33-500 | 1 | 500.0 kW | - | 5.5 m/s | 13.7 m/s | 33.2 m | 866.0 m² | 2 | 577.4 W/m² | 1.7 m²/kW | planetary / parallel | 4.0 | 1 | 415.0 V | inverters | 50/60 Hz | 29 / 39 / 49 m | No | 30.0 m/s |  | wood epoxy composite | conical | painted | Yes |  | Ia | 51.0 U/min | 89 m/s |  | 1:319 | 1,500.0 U/min | 4.0 t | 12.7 t | 28.6 t | 45.0 t | 1.1 t |  | 0.9 t
2217 | 2217 | 2217 | 2217 | 2217 | 2217 | 2217 | Windflower W3 - 3,00 kW - Wind turbine | https://en.wind-turbine-models.com/turbines/1496-windflower-w3 | 1 | 3.0 kW | - | 3.5 m/s | 19.0 m/s | 3.7 m | 10.7 m² | 12 | 280.6 W/m² | 3.6 m²/kW | helical gear |  | 1 | 240.0 V |  | 0-400 Hz | 9 m | No |  | 52.0 m/s | reinforced fiber glas | cylindrical | hot dip galvanized | Yes |  |  | 158.0 U/min | 31 m/s | Wincon | 1:19 | 3,000.0 U/min
2218 | 2218 | 2218 | 2218 | 2218 | 2218 | 2218 | Windharvester WH 15 - 15,00 kW - Wind turbine | https://en.wind-turbine-models.com/turbines/348-windharvester-wh-15 | 1 | 15.0 kW | - | [5 empty] | 0.0 W/m² | 0.0 m²/kW | [6 empty] | 9 m | No | [5 empty] | Yes
2219 | 2219 | 2219 | 2219 | 2219 | 2219 | 2219 | Windharvester WH 45 - 45,00 kW - Wind turbine | https://en.wind-turbine-models.com/turbines/349-windharvester-wh-45 | 1 | 45.0 kW | - | 4.0 m/s | 11.2 m/s | 17.0 m | 227.0 m² | 3 | 198.2 W/m² | 5.0 m²/kW | Lattice | [5 empty] | 15.5 m | No | 20.2 m/s | 60.0 m/s | GRP |  |  | Yes
2220 | 2220 | 2220 | 2220 | 2220 | 2220 | 2220 | Windkraft Zürcher 300 kW - 300,00 kW - Wind turbine | https://en.wind-turbine-models.com/turbines/1744-windkraft-zuercher-300-kw | 1 | 300.0 kW | - | 1.2 m/s | 10.0 m/s | 22.0 m | 216.0 m² | 3 | 1,388.9 W/m² | 0.7 m²/kW | direct drive |  | 1 | 460.0 V | inverters | 50 Hz | 22 m | No | 30.0 m/s |  | steel/aluminum | cylindrical | hot dip galvanized | Yes |  |  | 6.0 U/min | 7 m/s | Zuercher |  |  | 8.5 t |  | 14.5 t | 23.0 t | 1.5 t |  | 2.5 t
2221 | 2221 | 2221 | 2221 | 2221 | 2221 | 2221 | Windkraft-Zentrale elektrOmat 0,2kW HD212 - 0,20 kW - Wind turbine | https://en.wind-turbine-models.com/turbines/2239-windkraft-zentrale-elektromat-0-2kw-hd212 | 1 | 0.2 kW | - | 3.0 m/s | 7.9 m/s | 2.0 m | 3.1 m² | 2 | 63.7 W/m² | 15.7 m²/kW | direct drive |  | 1 | 12.0 V | direkt | 50 Hz | 3 m | No | 17.0 m/s |  | Spruce wood | pyramid | hot dip galvanized | Yes |  |  | 900.0 U/min | 94 m/s | Windkraft-Zentrale
2222 | 2222 | 2222 | 2222 | 2222 | 2222 | 2222 | Windkraft-Zentrale elektrOmat 0,3kW HD312 - 0,30 kW - Wind turbine | https://en.wind-turbine-models.com/turbines/2238-windkraft-zentrale-elektromat-0-3kw-hd312 | 1 | 0.3 kW | - | 2.2 m/s | 8.0 m/s | 2.3 m | 4.2 m² | 2 | 71.4 W/m² | 14.0 m²/kW | direct drive |  | 1 | 12.0 V | direct | 50 Hz | 4 m | No | 25.0 m/s |  | glass-fibre with polyester resin | pyramid | hot dip galvanized | Yes |  |  | 360.0 U/min | 43 m/s | Windkraft-Zentrale |  |  |  | 0.0 t
2223 | 2223 | 2223 | 2223 | 2223 | 2223 | 2223 | Windkraft-Zentrale elektrOmat 10kW - 10,00 kW - Wind turbine | https://en.wind-turbine-models.com/turbines/115-windkraft-zentrale-elektromat-10kw | 1 | 10.0 kW | - |  |  | 4.0 m | 12.6 m² | 16 | 793.7 W/m² | 1.3 m²/kW | [7 empty] | No | [5 empty] | Yes
2224 | 2224 | 2224 | 2224 | 2224 | 2224 | 2224 | Windkraft-Zentrale elektrOmat 10kW / 3 blade version - 10,00 kW - Wind turbine | https://en.wind-turbine-models.com/turbines/2285-windkraft-zentrale-elektromat-10kw-3-blade-version | 1 | 10.0 kW | - | 4.0 m/s | 12.0 m/s | 10.0 m | 78.0 m² | 3 | 128.2 W/m² | 7.8 m²/kW | 4.8m NACA 4415.26 | 2.0 | 1 | 380.0 V | grid-controlled inverter | 50. variable Hz | 14 m | No | 48.0 m/s | 58.0 m/s | GFRP with epoxy resin | pyramid | hot dip galvanized | Yes |  |  | 70.0 U/min | 37 m/s |  | 1:25 | 1,500.0 U/min | 0.4 t | 1.0 t | 1.7 t | 3.0 t | 0.2 t | 1985 | 0.1 t
2225 | 2225 | 2225 | 2225 | 2225 | 2225 | 2225 | Windkraft-Zentrale elektrOmat 12kW - 12,00 kW - Wind turbine | https://en.wind-turbine-models.com/turbines/1579-windkraft-zentrale-elektromat-12kw | 1 | 12.0 kW | - | [5 empty] | 0.0 W/m² | 0.0 m²/kW | [7 empty] | No | [5 empty] | Yes
2226 | 2226 | 2226 | 2226 | 2226 | 2226 | 2226 | Windkraft-Zentrale elektrOmat 20kW - 20,00 kW - Wind turbine | https://en.wind-turbine-models.com/turbines/1580-windkraft-zentrale-elektromat-20kw | 1 | 20.0 kW | - | 3.0 m/s | 11.0 m/s | 10.0 m | 86.0 m² | 3 | 232.6 W/m² | 4.3 m²/kW | 4.8m | 2.0 | 1 | 380.0 V | thyristor | 50 Hz | 14 m | No | 30.0 m/s | 67.0 m/s | GfK |  | galvanized | Yes |  |  | 70.0 U/min | 37 m/s | Aerostar | 1:21 | 1,500.0 U/min | 0.4 t | 1.0 t | 1.7 t | 3.0 t
2227 | 2227 | 2227 | 2227 | 2227 | 2227 | 2227 | Windkraft-Zentrale elektrOmat 25kW - 25,00 kW - Wind turbine | https://en.wind-turbine-models.com/turbines/921-windkraft-zentrale-elektromat-25kw | 1 | 25.0 kW | - | 4.0 m/s | 11.0 m/s | 10.4 m | 85.0 m² | 3 | 294.1 W/m² | 3.4 m²/kW | 5m | 2.0 | 1.0 | 380.0 V | thyristor | 50 Hz | 14.5/18 m | No | 48.0 m/s | 58.0 m/s | GFK |  | galvanized | Yes |  |  | 75.0 U/min | 41 m/s | AeroStar | 1:25 | 1,500.0 U/min | 0.4 t | 1.0 t | 1.7 t | 3.0 t |  | 1987
2228 | 2228 | 2228 | 2228 | 2228 | 2228 | 2228 | WindMaster / HMZ WM 100 - 100,00 kW - Wind turbine | https://en.wind-turbine-models.com/turbines/328-windmaster-hmz-wm-100 | 1 | 100.0 kW | - | 4.5 m/s | 10.8 m/s | 22.0 m | 373.0 m² | 3 | 268.1 W/m² | 3.7 m²/kW | 22 WPX / 10.5m | 3.0 | 1 | 380.0 V |  | 50/60 Hz | 23 m | No | 22.0 m/s | 50.0 m/s | Fiberglas reinforced | conical | hot dip galvanized | Yes |  |  | 48.0 U/min | 55 m/s | Stork | 1:38 | 1,500.0 U/min |  |  | 8.6 t | 15.5 t
2229 | 2229 | 2229 | 2229 | 2229 | 2229 | 2229 | WindMaster / HMZ WM 150 - 150,00 kW - Wind turbine | https://en.wind-turbine-models.com/turbines/2193-windmaster-hmz-wm-150 | 1 | 150.0 kW | 150.0 - 165.0 kW | 5.0 m/s | 12.5 m/s | 22.0 m | 373.0 m² | 3 | 402.1 W/m² | 2.5 m²/kW | 22WPX / 10.5m | 3.0 | 1 | 380.0 V |  | 50/60 Hz | 23 m | No | 25.0 m/s | 50.0 m/s | Fiberglas reinforced | conical | hot dip galvanized | Yes | - |  | 52.0 U/min | 60 m/s | Stork | 1:35 | 1,500.0 U/min |  |  | 8.6 t | 18.5 t
2230 | 2230 | 2230 | 2230 | 2230 | 2230 | 2230 | WindMaster / HMZ WM 200 - 200,00 kW - Wind turbine | https://en.wind-turbine-models.com/turbines/2196-windmaster-hmz-wm-200 | 1 | 200.0 kW | - | 5.0 m/s | 16.0 m/s | 21.8 m | 373.0 m² | 3 | 536.2 W/m² | 1.9 m²/kW | 10.5m | 3.0 | 1 | 380.0 V |  | 50/60 Hz | 23 m | No | 26.0 m/s | 67.5 m/s | Fiberglas reinforced | conical | hot dip galvanized | Yes |  |  | 54.0 U/min | 62 m/s |  | 1:28 | 1,500.0 U/min |  |  | 8.6 t | 18.5 t
2231 | 2231 | 2231 | 2231 | 2231 | 2231 | 2231 | WindMaster / HMZ WM 225 - 225,00 kW - Wind turbine | https://en.wind-turbine-models.com/turbines/2197-windmaster-hmz-wm-225 | 1 | 225.0 kW | 225.0 - 235.0 kW | 4.0 m/s | 17.5 m/s | 22.5 m | 400.0 m² | 3 | 562.5 W/m² | 1.8 m²/kW | 10.9m | 3.0 | 1 | 380.0 V |  | 50/60 Hz | 23 m | No | 25.0 m/s | 67.5 m/s | Fiberglas reinforced | conical | hot dip galvanized | Yes | - |  | 54.0 U/min | 64 m/s |  | 1:28 | 1,500.0 U/min |  |  | 8.6 t | 18.5 t
2232 | 2232 | 2232 | 2232 | 2232 | 2232 | 2232 | WindMaster / HMZ WM 300/25 - 300,00 kW - Wind turbine | https://en.wind-turbine-models.com/turbines/2194-windmaster-hmz-wm-300-25 | 1 | 300.0 kW | - | 5.0 m/s | 15.0 m/s | 25.0 m | 492.0 m² | 3 | 609.8 W/m² | 1.6 m²/kW | 12.1 m | 3.0 |  | 480.0 V |  | 60 Hz | 22.6 / 30 m | No | 25.0 m/s | 50.0 m/s | Fiberglas | conical | galvanised / painted | Yes |  |  | 52.0 U/min | 68 m/s |  | 1:35 | 1,800.0 U/min | 3.9 t | 6.2 t | 18.0 t | 25.0 t | 1.5 t |  | 0.8 t
2233 | 2233 | 2233 | 2233 | 2233 | 2233 | 2233 | WindMaster / HMZ WM 300/28 - 300,00 kW - Wind turbine | https://en.wind-turbine-models.com/turbines/326-windmaster-hmz-wm-300-28 | 1 | 300.0 kW | - | 4.0 m/s | 14.0 m/s | 28.0 m | 615.0 m² | 3 | 487.8 W/m² | 2.1 m²/kW | NACA 63 / 13.6m | 3.0 | 1.0 | 380.0 V | Thyristor | 50.0 Hz | 33 / 40 / 50 m | No | 25.0 m/s | 62.0 m/s | glass-fibre reinforced epoxy | conical | metallised / painted | Yes | II | IIa | 43.0 U/min | 63 m/s | Polymarin/WEG | 1:35 | 1,515.0 U/min |  | 15.0 t | 27.0 t |  |  |  | 0.8 t
2234 | 2234 | 2234 | 2234 | 2234 | 2234 | 2234 | WindMaster / HMZ WM 300/30 - 300,00 kW - Wind turbine | https://en.wind-turbine-models.com/turbines/1074-windmaster-hmz-wm-300-30 | 1 | 300.0 kW | - | 4.0 m/s | 13.0 m/s | 30.0 m | 707.0 m² | 3 | 424.3 W/m² | 2.4 m²/kW | 14.6 m | 3.0 | 1 | 380.0 V | Thyristor | 50 Hz | 33/40/50 m | No | 25.0 m/s | 55.0 m/s | carbon fiber CFRP | conical | gray epoxy / polyamide | Yes |  | IIa | 43.0 U/min | 68 m/s | PIV/Hansen | 1:24 | 1,010.0 U/min |  | 15.0 t | 18.0 t | 38.0 t |  |  | 0.9 t
2235 | 2235 | 2235 | 2235 | 2235 | 2235 | 2235 | WindMaster / HMZ WM 600 VS45 - 600,00 kW - Wind turbine | https://en.wind-turbine-models.com/turbines/2195-windmaster-hmz-wm-600-vs45 | 1 | 600.0 kW | - | 3.0 m/s | 11.0 m/s | 45.9 m | 1,655.0 m² | 3 | 362.5 W/m² | 2.8 m²/kW | 22.15m | 3.0 | 1 | 690.0 V | AC/DC/AC convertor | 50/60 Hz | 52 m | No | 25.0 m/s | 70.0 m/s | glass- epoxy laminate | conical | coated | Yes |  | Ia | 32.0 U/min | 77 m/s |  | 1:51 |  | 12.0 t | 48.0 t | 50.0 t | 110.0 t | 6.0 t |  | 1.7 t
2236 | 2236 | 2236 | 2236 | 2236 | 2236 | 2236 | WindMaster / HMZ WM 750 - 750,00 kW - Wind turbine | https://en.wind-turbine-models.com/turbines/327-windmaster-hmz-wm-750 | 1 | 750.0 kW | - | 4.5 m/s | 13.0 m/s | 43.4 m | 1,479.0 m² | 2 | 507.1 W/m² | 2.0 m²/kW | NACA 63 / 20.27 m or 18.65m | 3.0 | 1.0 | 660.0 V | Thyristor | 50.0 Hz | 48.0 m | No | 26.0 m/s | 55.0 m/s | wood epoxy | conical | polyurethane | Yes |  | IIa, IIIa | 32.0 U/min | 73 m/s | WEG / Aerolam | 1:47 | 1,509.0 U/min |  | 49.0 t | 40.0 t | 99.0 t |  |  | 2.3 t
2237 | 2237 | 2237 | 2237 | 2237 | 2237 | 2237 | WindMaster / HMZ WM 1300 - 1,30 MW - Wind turbine | https://en.wind-turbine-models.com/turbines/1075-windmaster-hmz-wm-1300 | 1 | 1,300.0 kW | - | 5.0 m/s | 15.0 m/s | 45.0 m | 1,590.0 m² | 2 | 817.6 W/m² | 1.2 m²/kW | spur | 3.0 | 1 | 660.0 V | Thyristor | 50 Hz | 57.4 m | No | 25.0 m/s |  |  | conical | painted | Yes |  |  | 33.0 U/min | 78 m/s | Thyssen | 1:46 | 1,500.0 U/min
2238 | 2238 | 2238 | 2238 | 2238 | 2238 | 2238 | Windspot 7.5Kw - 7,50 kW - Wind turbine | https://en.wind-turbine-models.com/turbines/1372-windspot-7.5kw | 1 | 7.5 kW | - | 3.0 m/s | 12.0 m/s | 6.3 m | 31.2 m² | 3 | 240.4 W/m² | 4.2 m²/kW | direct drive |  | 1.0 | 220.0 V | inverters | 50/60 Hz | 12/14/18 m | No | 20.0 m/s |  | Polyester resin reinforced Fiber glass | cylindrical |  | Yes |  |  |  |  | Windspot | [5 empty] | 0.4 t
2239 | 2239 | 2239 | 2239 | 2239 | 2239 | 2239 | Windtec WT646 - 600,00 kW - Wind turbine | https://en.wind-turbine-models.com/turbines/416-windtec-wt646 | 1 | 600.0 kW | - | 3.5 m/s | 11.5 m/s | 45.8 m | 1,647.0 m² | 3 | 364.3 W/m² | 2.7 m²/kW | WWK 22.5 | 3.0 | 1 | 690.0 V | IGBT | 50 Hz | 51/61 m | No | 30.0 m/s | 60.0 m/s | GFK | conical |  | Yes |  |  | 33.0 U/min | 79 m/s | LM Glasfieber/ Aeroconstruct | 1:61 | 2,100.0 U/min |  | 19.5 t | 353.0 t |  |  |  | 1.5 t
2240 | 2240 | 2240 | 2240 | 2240 | 2240 | 2240 | Windtec WT650 - 600,00 kW - Wind turbine | https://en.wind-turbine-models.com/turbines/1172-windtec-wt650 | 1 | 600.0 kW | - | 3.5 m/s | 11.0 m/s | 50.0 m | 1,963.0 m² | 3 | 305.7 W/m² | 3.3 m²/kW | LM24 | 3.0 | 1 | 690.0 V | inverters | 50 Hz | 47/65 m | No | 20.0 m/s | 52.5 m/s | Glass fiber reinforced epoxy | conical | painted | Yes |  |  | 27.0 U/min | 71 m/s | LM Glasfiber A/S | 1:75 | 2,000.0 U/min | 7.5 t | 28.0 t | 68.0 t | 105.0 t
2241 | 2241 | 2241 | 2241 | 2241 | 2241 | 2241 | Windtec WT1566 - 1,50 MW - Wind turbine | https://en.wind-turbine-models.com/turbines/676-windtec-wt1566 | 1 | 1,500.0 kW | - | 3.0 m/s | 12.0 m/s | 66.0 m | 3,421.0 m² | 3 | 438.5 W/m² | 2.3 m²/kW |  | 3.0 |  | 690.0 V |  |  |  | No | 25.0 m/s |  | GFK |  |  | Yes |  |  | 1,122.0 U/min | 3877 m/s | Sinoi | 1:90 |  |  |  | 260.0 t |  |  | 2000 | 5,600.0 t
2242 | 2242 | 2242 | 2242 | 2242 | 2242 | 2242 | Windtec WT1570 - 1,50 MW - Wind turbine | https://en.wind-turbine-models.com/turbines/1167-windtec-wt1570 | 1 | 1,500.0 kW | - | 3.5 m/s | 11.0 m/s | 70.0 m | 3,848.0 m² | 3 | 389.8 W/m² | 2.6 m²/kW | LM 34 | 3.0 | 1.0 | 690.0 V | inverters | 50.0 Hz | 63 /87 m | No | 20.0 m/s | 52.5 m/s | GFK | conical | painted | Yes |  |  | 22.0 U/min | 81 m/s | LM Glasfiber A/S | 1:88 | 1,850.0 U/min | 30.0 t | 70.0 t | 130.0 t | 240.0 t
2243 | 2243 | 2243 | 2243 | 2243 | 2243 | 2243 | Windtec WT1577 - 1,50 MW - Wind turbine | https://en.wind-turbine-models.com/turbines/1168-windtec-wt1577 | 1 | 1,500.0 kW | - | 3.0 m/s | 11.0 m/s | 77.0 m | 4,708.0 m² | 3 | 318.6 W/m² | 3.1 m²/kW | NOI 37.5 | 3.0 | 1 | 690.0 V | inverters | 50 Hz | 93.6 m | No | 20.0 m/s | 51.0 m/s | GFRP | conical | painted | Yes | II | IIIa | 19.0 U/min | 77 m/s | NOI Rotortechnik | 1:104 | 1,976.0 U/min | 33.0 t | 70.0 t | 200.0 t | 300.0 t
2244 | 2244 | 2244 | 2244 | 2244 | 2244 | 2244 | windwise maxcap 141 - 2,30 MW - Wind turbine | https://en.wind-turbine-models.com/turbines/2316-windwise-maxcap-141 | 1 | 2,300.0 kW | - |  |  | 141.0 m | 15,614.0 m² | 3 | 147.3 W/m² | 6.8 m²/kW | planetary |  | 1 |  | full inverter IGBT | 50/60 Hz | 110 / 150 m | No |  |  |  | conical | coated | Yes |  | S | [10 empty] | 2021
2245 | 2245 | 2245 | 2245 | 2245 | 2245 | 2245 | Windworks Windworker 10 - 9,00 kW - Wind turbine | https://en.wind-turbine-models.com/turbines/539-windworks-windworker-10 | 1 | 9.0 kW | - |  |  | 10.0 m | 79.0 m² | 3 | 113.9 W/m² | 8.8 m²/kW | with out. direct drive |  | 1 |  |  |  |  | No |  |  | Aluminium | cylindric |  | Yes |  |  | 45.0 U/min | 24 m/s | Windworks
2246 | 2246 | 2246 | 2246 | 2246 | 2246 | 2246 | WinWinD WWD-1 D56 - 1,00 MW - Wind turbine | https://en.wind-turbine-models.com/turbines/1544-winwind-wwd-1-d56 | 1 | 1,000.0 kW | - | 3.6 m/s | 12.5 m/s | 56.0 m | 2,463.0 m² | 3 | 406.0 W/m² | 2.5 m²/kW | EU 56. 27.4m | 1.0 |  | 690.0 V | converter | 50.0 Hz | 50/70 m | No | 20.0 m/s | 59.5 m/s | glass/epoxy | conical | painted | Yes |  | IIa | 26.0 U/min | 76 m/s | Euros | 1:6 |  | 20.0 t | 36.0 t | 90.0 t | 146.0 t | 10.0 t
2247 | 2247 | 2247 | 2247 | 2247 | 2247 | 2247 | WinWinD WWD-1 D60 - 1,00 MW - Wind turbine | https://en.wind-turbine-models.com/turbines/486-winwind-wwd-1-d60 | 1 | 1,000.0 kW | - | 3.6 m/s | 12.5 m/s | 60.0 m | 2,827.0 m² | 3 | 353.7 W/m² | 2.8 m²/kW | EU 60 | 1.0 |  | 690.0 V | convertrer | 50.0 Hz | 50/70 m | No | 20.0 m/s | 59.5 m/s | glass/epoxy | conical | painted | Yes |  | IIIb | 26.0 U/min | 82 m/s | Euros | 1:6 |  | 20.0 t | 36.0 t | 90.0 t | 146.0 t | 10.0 t |  | 3.3 t
2248 | 2248 | 2248 | 2248 | 2248 | 2248 | 2248 | WinWinD WWD-1 D64 - 1,00 MW - Wind turbine | https://en.wind-turbine-models.com/turbines/1543-winwind-wwd-1-d64 | 1 | 1,000.0 kW | - | 3.6 m/s | 12.5 m/s | 64.0 m | 3,217.0 m² | 3 | 310.8 W/m² | 3.2 m²/kW | EU 64 | 1.0 | 1 | 690.0 V | convertrer | 50 Hz | 50/70 m | No | 25.0 m/s |  | glass/epoxy | conical | painted | Yes |  | IIIb | 26.0 U/min | 87 m/s | Euros |  |  | 20.0 t | 36.0 t | 90.0 t | 146.0 t | 10.0 t
2249 | 2249 | 2249 | 2249 | 2249 | 2249 | 2249 | WinWinD WWD-3 D90 - 3,00 MW - Wind turbine | https://en.wind-turbine-models.com/turbines/487-winwind-wwd-3-d90 | 1 | 3,000.0 kW | - | 4.0 m/s | 12.5 m/s | 90.0 m | 6,475.0 m² | 3 | 463.3 W/m² | 2.2 m²/kW | Planetary |  | 1 | 690.0 V | IGBT | 50 Hz | 80/88 m | No | 25.0 m/s | 59.5 m/s | GFK | conical | painted | Yes |  |  | 18.0 U/min | 85 m/s
2250 | 2250 | 2250 | 2250 | 2250 | 2250 | 2250 | WinWinD WWD-3 D100 - 3,00 MW - Wind turbine | https://en.wind-turbine-models.com/turbines/488-winwind-wwd-3-d100 | 1 | 3,000.0 kW | - | 4.0 m/s | 11.5 m/s | 100.0 m | 7,917.0 m² | 3 | 378.9 W/m² | 2.6 m²/kW | Planetary |  | 1 | 690.0 V | IGBT | 50 Hz | 80/88 m | No | 25.0 m/s | 59.5 m/s | GFK | conical | painted | Yes |  |  | 18.0 U/min | 94 m/s
2251 | 2251 | 2251 | 2251 | 2251 | 2251 | 2251 | WinWinD WWD-3 D103 - 3,00 MW - Wind turbine | https://en.wind-turbine-models.com/turbines/489-winwind-wwd-3-d103 | 1 | 3,000.0 kW | - | 4.0 m/s | 11.5 m/s | 103.0 m | 8,332.0 m² | 3 | 360.1 W/m² | 2.8 m²/kW | Planetary |  | 1 | 690.0 V | IGBT | 50 Hz | 80/88 m | No | 25.0 m/s | 59.5 m/s | GFK | conical | painted | Yes |  |  | 18.0 U/min | 97 m/s
2252 | 2252 | 2252 | 2252 | 2252 | 2252 | 2252 | WinWinD WWD-3 D109 - 3,00 MW - Wind turbine | https://en.wind-turbine-models.com/turbines/490-winwind-wwd-3-d109 | 1 | 3,000.0 kW | - | 4.0 m/s | 11.0 m/s | 109.0 m | 9,348.0 m² | 3 | 320.9 W/m² | 3.1 m²/kW | Planetary |  | 1 | 690.0 V | IGBT | 50 Hz | 80/88 m | No | 25.0 m/s | 59.5 m/s | GFK | conical | painted | Yes |  |  | 18.0 U/min | 103 m/s
2253 | 2253 | 2253 | 2253 | 2253 | 2253 | 2253 | WinWinD WWD-3 D120 - 3,00 MW - Wind turbine | https://en.wind-turbine-models.com/turbines/491-winwind-wwd-3-d120 | 1 | 3,000.0 kW | - | 3.0 m/s | 11.0 m/s | 120.0 m | 11,366.0 m² | 3 | 263.9 W/m² | 3.8 m²/kW | Planetary | 2.0 | 1 | 690.0 V | IGBT | 50 Hz | 90/120 m | No | 25.0 m/s | 59.5 m/s |  | conical | painted | Yes |  |  | 15.0 U/min | 94 m/s |  |  |  |  | 80.0 t
2254 | 2254 | 2254 | 2254 | 2254 | 2254 | 2254 | WIPO AIRJet 5 - 5,00 kW - Wind turbine | https://en.wind-turbine-models.com/turbines/1036-wipo-airjet-5 | 1 | 5.0 kW | - | 3.5 m/s | 10.0 m/s | 6.0 m | 28.0 m² | 3 | 178.6 W/m² | 5.6 m²/kW | 2.9 m |  | 1 |  |  |  | 12 m | No | 25.0 m/s | 52.0 m/s | FRP |  |  | Yes |  |  | 250.0 U/min | 79 m/s |  |  |  |  | 0.3 t
2255 | 2255 | 2255 | 2255 | 2255 | 2255 | 2255 | WIPO WINForce 10kW - 10,00 kW - Wind turbine | https://en.wind-turbine-models.com/turbines/317-wipo-winforce-10kw | 1 | 10.0 kW | - | 3.5 m/s | 9.0 m/s | 9.8 m | 75.4 m² | 3 | 132.6 W/m² | 7.5 m²/kW | with out. direct drive |  | 1 | 230.0 V | Challentec Inverters | 50 Hz | 12/20 m | No | 25.0 m/s | 59.5 m/s | carbon fiber |  |  | Yes |  |  | 150.0 U/min | 77 m/s | WIPO
2256 | 2256 | 2256 | 2256 | 2256 | 2256 | 2256 | Wobbelkow Eigenbau - Wind turbine | https://en.wind-turbine-models.com/turbines/1281-wobbelkow-eigenbau | 1 | - | [5 empty] | 8 | 0.0 W/m² | 0.0 m²/kW | [7 empty] | No |  |  | steel |  |  | Yes
2257 | 2257 | 2257 | 2257 | 2257 | 2257 | 2257 | Wienpahl Prototype - 0,50 kW - Wind turbine | https://en.wind-turbine-models.com/turbines/126-wienpahl-prototype | 1 | 0.5 kW | - | 3.5 m/s | 6.0 m/s | 3.6 m | 10.0 m² | 3 | 50.0 W/m² | 20.0 m²/kW | [6 empty] | 11.0 m | No | 25.0 m/s |  |  |  |  | Yes
2258 | 2258 | 2258 | 2258 | 2258 | 2258 | 2258 | WWA Falcon 40 - 10,00 kW - Wind turbine | https://en.wind-turbine-models.com/turbines/1645-wwa-falcon-40 | 1 | 10.0 kW | 7.5 - 10.0 kW | 3.5 m/s | 11.0 m/s | 7.1 m | 39.9 m² | 3 | 250.6 W/m² | 4.0 m²/kW | spur |  | 1 | 400.0 V | thyristor | 50 Hz | 18 m | No | - | 50.0 m/s | GFRP | conical |  | Yes
2259 | 2259 | 2259 | 2259 | 2259 | 2259 | 2259 | XANT XANT M-21 - 100,00 kW - Wind turbine | https://en.wind-turbine-models.com/turbines/1455-xant-xant-m-21 | 1 | 100.0 kW | - | 3.0 m/s | 11.0 m/s | 21.0 m |  | 3 | 0.0 W/m² | 0.0 m²/kW | none | [5 empty] | 23. 31. 38 m | No | 20.0 m/s | 70.0 m/s |  |  | C4. optional C5-M | Yes |  | Ia | 58.0 U/min | 64 m/s
2260 | 2260 | 2260 | 2260 | 2260 | 2260 | 2260 | XANT XANT M-24 - 95,00 kW - Wind turbine | https://en.wind-turbine-models.com/turbines/1643-xant-xant-m-24 | 1 | 95.0 kW | - | 3.0 m/s | 10.0 m/s | 24.0 m | 452.0 m² | 3 | 210.2 W/m² | 4.8 m²/kW | direct drive |  | 1 | 400.0 V | converter | 50/60 Hz | 23 / 31.5 / 38 m | No | 16.0 m/s | 52.5 m/s |  |  |  | Yes |  | IIIa | [6 empty] | 7.5 t | 6.5 t | 14.0 t
2261 | 2261 | 2261 | 2261 | 2261 | 2261 | 2261 | XEMC DARWIND XV90 - 2,00 MW - Wind turbine | https://en.wind-turbine-models.com/turbines/1140-xemc-darwind-xv90 | 1 | 2,000.0 kW | - | 3.0 m/s | 12.0 m/s | 90.0 m | 6,362.0 m² | 3 | 314.4 W/m² | 3.2 m²/kW | direct drive |  | 1 | 690.0 V | inverters | 50 Hz | 80 - 140 m | No | 25.0 m/s | 60.0 m/s | Glass fiber reinforced epoxy | conical | painted | Yes |  | IIIa | 18.0 U/min | 85 m/s | XEMC |  |  | 45.0 t | 89.0 t
2262 | 2262 | 2262 | 2262 | 2262 | 2262 | 2262 | XEMC DARWIND XE93 - 2,00 MW - Wind turbine | https://en.wind-turbine-models.com/turbines/1136-xemc-darwind-xe93 | 1 | 2,000.0 kW | - | 3.0 m/s | 11.0 m/s | 93.0 m | 6,792.9 m² | 3 | 294.4 W/m² | 3.4 m²/kW | direct drive |  | 1 | 690.0 V | inverters | 50 Hz | 80 - 140 m | No | 25.0 m/s |  | Glass fiber reinforced epoxy | conical | painted | Yes |  | IIb | 17.0 U/min | 83 m/s | XEMC |  |  | 47.5 t | 84.5 t
2263 | 2263 | 2263 | 2263 | 2263 | 2263 | 2263 | XEMC DARWIND XD115 4.5 - 4,50 MW - Wind turbine | https://en.wind-turbine-models.com/turbines/1141-xemc-darwind-xd115-4.5 | 1 | 4,500.0 kW | - | 4.0 m/s | 12.5 m/s | 115.0 m | 10,386.9 m² | 3 | 433.2 W/m² | 2.3 m²/kW | direct drive |  | 1 | 3,000.0 V | inverters | 50 Hz | 80 - 140 m | No | 25.0 m/s |  | Glass fiber reinforced epoxy | conical | painted | Yes |  |  | 15.0 U/min | 90 m/s | XEMC |  |  | 97.0 t | 184.0 t
2264 | 2264 | 2264 | 2264 | 2264 | 2264 | 2264 | XEMC DARWIND XD115 5.0 - 5,00 MW - Wind turbine | https://en.wind-turbine-models.com/turbines/1137-xemc-darwind-xd115-5.0 | 1 | 5,000.0 kW | - | 4.0 m/s | 14.0 m/s | 115.0 m | 10,386.9 m² | 3 | 481.4 W/m² | 2.1 m²/kW | direct drive |  | 1 | 3,000.0 V | inverters | 50 Hz | 80 - 140 m | Yes | 25.0 m/s |  | Glass fiber reinforced epoxy | conical | painted |  |  |  | 18.0 U/min | 108 m/s | XEMC |  |  | 97.0 t | 184.0 t | 427.0 t | 708.0 t |  | 2011
2265 | 2265 | 2265 | 2265 | 2265 | 2265 | 2265 | XEMC DARWIND XE128 - 5,00 MW - Wind turbine | https://en.wind-turbine-models.com/turbines/1138-xemc-darwind-xe128 | 1 | 5,000.0 kW | - | 3.0 m/s | 12.0 m/s | 128.0 m | 12,868.0 m² | 3 | 388.6 W/m² | 2.6 m²/kW | direct drive |  | 1 | 3,150.0 V | inverters | 50 Hz | 100 - 140 m | Yes | 25.0 m/s |  | Glass fiber reinforced epoxy | conical | painted |  |  | IIb | 15.0 U/min | 101 m/s | XEMC |  |  | 126.0 t | 206.0 t
2266 | 2266 | 2266 | 2266 | 2266 | 2266 | 2266 | XEMC DARWIND XD137 - 4,00 MW - Wind turbine | https://en.wind-turbine-models.com/turbines/1139-xemc-darwind-xd137 | 1 | 4,000.0 kW | - | 3.0 m/s | 10.5 m/s | 137.0 m | 14,741.0 m² | 3 | 271.4 W/m² | 3.7 m²/kW | direct drive |  | 1 | 900.0 V | inverters | 50 Hz | 100 - 140 m | Yes | 25.0 m/s |  | Glass fiber reinforced epoxy | conical | painted |  |  | IIa | 11.0 U/min | 79 m/s | XEMC |  |  | 111.0 t | 185.0 t
2267 | 2267 | 2267 | 2267 | 2267 | 2267 | 2267 | XEMC Ltd XE72 - 2,00 MW - Wind turbine | https://en.wind-turbine-models.com/turbines/616-xemc-ltd-xe72 | 1 | 2,000.0 kW | - | 3.0 m/s | 13.0 m/s | 70.7 m | 3,920.0 m² | 3 | 510.2 W/m² | 2.0 m²/kW | 34 |  | 1 | 660.0 V | inveter | 50/60 Hz | 65 m | No | 25.0 m/s | 70.0 m/s | GFRP / GFRE | conical | painted | Yes |  |  | 23.0 U/min | 85 m/s | XEMC |  |  | 36.0 t | 66.0 t | 150.0 t | 252.0 t
2268 | 2268 | 2268 | 2268 | 2268 | 2268 | 2268 | XEMC Ltd XE82 - 2,00 MW - Wind turbine | https://en.wind-turbine-models.com/turbines/615-xemc-ltd-xe82 | 1 | 2,000.0 kW | - | 3.5 m/s | 12.0 m/s | 82.8 m | 5,385.0 m² | 3 | 371.4 W/m² | 2.7 m²/kW | with out. direct drive |  | 1 | 690.0 V | inveter | 50 Hz | 70/80 m | No | 25.0 m/s |  | Glass fiber. reinforced epoxy | conical | painted | Yes |  |  | 19.0 U/min | 82 m/s | XEMC |  |  | 40.0 t | 74.0 t
2269 | 2269 | 2269 | 2269 | 2269 | 2269 | 2269 | XEMC Ltd XE87 - 2,00 MW - Wind turbine | https://en.wind-turbine-models.com/turbines/617-xemc-ltd-xe87 | 1 | 2,000.0 kW | - | 3.0 m/s | 11.0 m/s | 87.7 m | 6,046.0 m² | 3 | 330.8 W/m² | 3.0 m²/kW | 42.5 |  | 1 | 660.0 V | inveter | 50/60 Hz | 70/80 m | No | 25.0 m/s | 59.5 m/s | GFRP / GFRE | conical | painted | Yes |  |  | 23.0 U/min | 106 m/s | XEMC |  |  | 42.0 t | 72.0 t | 148.0 t | 262.0 t
2270 | 2270 | 2270 | 2270 | 2270 | 2270 | 2270 | XEMC Ltd XE93 - 2,00 MW - Wind turbine | https://en.wind-turbine-models.com/turbines/614-xemc-ltd-xe93 | 1 | 2,000.0 kW | - | 3.0 m/s | 11.0 m/s | 93.4 m | 6,852.0 m² | 3 | 291.9 W/m² | 3.4 m²/kW | with out. direct drive |  | 1.0 | 690.0 V | inveter | 50.0 Hz | 80/100 m | Yes | 25.0 m/s | 70.0 m/s | GFRP | conical | painted |  |  |  | 17.0 U/min | 83 m/s | XEMC |  |  | 47.5 t | 84.5 t
2271 | 2271 | 2271 | 2271 | 2271 | 2271 | 2271 | XEMC Ltd XE/DD115 - 5,00 MW - Wind turbine | https://en.wind-turbine-models.com/turbines/75-xemc-ltd-xe-dd115 | 1 | 5,000.0 kW | - | 4.0 m/s | 12.0 m/s | 115.0 m | 10,387.0 m² | 3 | 481.4 W/m² | 2.1 m²/kW | with out. direct drive |  | 1 | 3,000.0 V | Converter | 50 Hz | 95/100 m | Yes | 25.0 m/s | 70.0 m/s | GFK | conical | painted |  |  |  | 19.8 U/min | 119 m/s | XEMC |  |  | 97.0 t | 184.0 t | 390.0 t | 671.0 t
2272 | 2272 | 2272 | 2272 | 2272 | 2272 | 2272 | XEMC Ltd XE/DD126 - 5,00 MW - Wind turbine | https://en.wind-turbine-models.com/turbines/1135-xemc-ltd-xe-dd126 | 1 | 5,000.0 kW | - | 3.0 m/s | 11.5 m/s | 126.0 m |  | 3 | 0.0 W/m² | 0.0 m²/kW | direct drive |  | 1 | 3,000.0 V | inverters | 50 Hz | 100 m (or site specific) m | Yes | 25.0 m/s | 70.0 m/s | GFRP/GFRE | conical | painted |  |  |  | 23.0 U/min | 152 m/s | XEMC |  |  | 90.0 t | 185.0 t | 150.0 t | 425.0 t
2273 | 2273 | 2273 | 2273 | 2273 | 2273 | 2273 | Goldwind S43/600 - 600,00 kW - Wind turbine | https://en.wind-turbine-models.com/turbines/1206-goldwind-s43-600 | 1 | 600.0 kW | - | 3.0 m/s | 14.0 m/s | 43.0 m | 1,452.0 m² | 3 | 413.2 W/m² | 2.4 m²/kW | LM 19.1 | 3.0 | 1 | 690.0 V | thyristors | 50 Hz | 40/50/60 m | No | 25.0 m/s | 58.0 m/s | GFRP | conical | painted | Yes |  |  | 27.0 U/min | 61 m/s | LM Glasfiber A/S | 1:57 | 1,520.0 U/min | 12.4 t | 23.0 t | 62.0 t | 100.0 t
2274 | 2274 | 2274 | 2274 | 2274 | 2274 | 2274 | Goldwind S43/750 - 750,00 kW - Wind turbine | https://en.wind-turbine-models.com/turbines/1208-goldwind-s43-750 | 1 | 750.0 kW | - | 3.0 m/s | 12.0 m/s | 43.0 m | 1,452.0 m² | 3 | 516.5 W/m² | 1.9 m²/kW | spur/planetary | 3.0 | 1 | 690.0 V | thyristors | 50 Hz | 40/50 m | No | 25.0 m/s |  |  | conical | painted | Yes
2275 | 2275 | 2275 | 2275 | 2275 | 2275 | 2275 | Goldwind S48/750 - 750,00 kW - Wind turbine | https://en.wind-turbine-models.com/turbines/1205-goldwind-s48-750 | 1 | 750.0 kW | - | 3.5 m/s | 14.5 m/s | 48.0 m | 1,810.0 m² | 3 | 414.4 W/m² | 2.4 m²/kW | HT 24 | 3.0 | 1 | 690.0 V | thyristors | 50/60 Hz | 50 m | No | 25.0 m/s | 70.0 m/s | GFRP | conical | painted | Yes |  | Ia | 21.7 U/min | 55 m/s | HT Blade | 1:84 | 1,822.0 U/min | 14.7 t | 22.5 t |  |  | 4.5 t |  | 3.2 t
2276 | 2276 | 2276 | 2276 | 2276 | 2276 | 2276 | Goldwind S50/750 - 750,00 kW - Wind turbine | https://en.wind-turbine-models.com/turbines/1207-goldwind-s50-750 | 1 | 750.0 kW | - | 3.5 m/s | 14.5 m/s | 50.0 m | 1,964.0 m² | 3 | 381.9 W/m² | 2.6 m²/kW | spur/planetary | 3.0 | 1.0 | 690.0 V | inverters | 50.0 Hz | 60.0 m | No | 25.0 m/s |  | GFRP | conical | painted | Yes |  | IIa | 21.4 U/min | 56 m/s | Goldwind | 1:70 | 1,500.0 U/min
2277 | 2277 | 2277 | 2277 | 2277 | 2277 | 2277 | Goldwind GW 62/1200 - 1,20 MW - Wind turbine | https://en.wind-turbine-models.com/turbines/1204-goldwind-gw-62-1200 | 1 | 1,200.0 kW | - | 3.0 m/s | 12.5 m/s | 62.0 m | 3,000.0 m² | 3 | 400.0 W/m² | 2.5 m²/kW | LM 22.1 |  | 1.0 | 690.0 V | inverters | 50/60 Hz | 69/85 m | No | 25.0 m/s | 70.0 m/s | GFRP | conical | painted | Yes |  |  | 20.0 U/min | 65 m/s | LM Glasfiber A/S | [7 empty] | 2005
2278 | 2278 | 2278 | 2278 | 2278 | 2278 | 2278 | Goldwind GW 70/1500 - 1,50 MW - Wind turbine | https://en.wind-turbine-models.com/turbines/1203-goldwind-gw-70-1500 | 1 | 1,500.0 kW | - | 3.0 m/s | 11.8 m/s | 70.3 m | 3,886.0 m² | 3 | 386.0 W/m² | 2.6 m²/kW | LM 34 P |  | 1 | 690.0 V | inverters | 50/60 Hz | 65 m | No | 25.0 m/s |  | GFRP | conical | painted | Yes |  | Ia | 19.0 U/min | 70 m/s | LM Glasfiber A/S
2279 | 2279 | 2279 | 2279 | 2279 | 2279 | 2279 | Goldwind GW 77/1500 - 1,50 MW - Wind turbine | https://en.wind-turbine-models.com/turbines/106-goldwind-gw-77-1500 | 1 | 1,500.0 kW | - | 3.0 m/s | 11.0 m/s | 76.9 m | 4,649.0 m² | 3 | 322.7 W/m² | 3.1 m²/kW | LM 37.3 P |  | 1 | 690.0 V | inverters | 50/60 Hz | 65/85 m | No | 22.0 m/s |  | GFRP | conical | painted | Yes |  | IIa | 17.3 U/min | 70 m/s | LM Glasfiber A/S
2280 | 2280 | 2280 | 2280 | 2280 | 2280 | 2280 | Goldwind GW 82/1500 - 1,50 MW - Wind turbine | https://en.wind-turbine-models.com/turbines/1202-goldwind-gw-82-1500 | 1 | 1,500.0 kW | - | 3.0 m/s | 10.3 m/s | 82.3 m | 5,325.0 m² | 3 | 281.7 W/m² | 3.6 m²/kW | LM 40 P |  | 1 | 690.0 V | inverters | 50/60 Hz | 70/85/100 m | No | 22.0 m/s |  | GFRP | conical | painted | Yes |  | IIIa | 17.3 U/min | 75 m/s | LM Glasfiber A/S
2281 | 2281 | 2281 | 2281 | 2281 | 2281 | 2281 | Goldwind GW 87/1500 - 1,50 MW - Wind turbine | https://en.wind-turbine-models.com/turbines/1201-goldwind-gw-87-1500 | 1 | 1,500.0 kW | - | 3.0 m/s | 9.9 m/s | 87.0 m | 5,890.0 m² | 3 | 254.7 W/m² | 3.9 m²/kW | LM 42.1 P |  | 1 | 690.0 V | inverters | 50/60 Hz | 75/85 m | No | 22.0 m/s |  | GFRP | conical | painted | Yes |  | IIIb | 16.6 U/min | 76 m/s | LM Glasfiber A/S
2282 | 2282 | 2282 | 2282 | 2282 | 2282 | 2282 | Goldwind GW 90/2500 - 2,50 MW - Wind turbine | https://en.wind-turbine-models.com/turbines/1197-goldwind-gw-90-2500 | 1 | 2,500.0 kW | - | 3.0 m/s | 12.0 m/s | 90.0 m | 6,362.0 m² | 3 | 393.0 W/m² | 2.5 m²/kW | LM 43.8 P |  | 1 | 690.0 V | inverters | 50/60 Hz | 70/80 m | No | 25.0 m/s |  | GFRP | conical | painted | Yes |  | Ia | 16.0 U/min | 75 m/s | LM Glasfiber A/S
2283 | 2283 | 2283 | 2283 | 2283 | 2283 | 2283 | Goldwind GW 93/1500 - 1,50 MW - Wind turbine | https://en.wind-turbine-models.com/turbines/1200-goldwind-gw-93-1500 | 1 | 1,500.0 kW | - |  |  | 93.0 m | 6,793.0 m² | 3 | 220.8 W/m² | 4.5 m²/kW | direct drive |  | 1 | 690.0 V | inverters | 50/60 Hz |  | No |  |  |  | conical | painted | Yes |  | S |  |  | Goldwind
2284 | 2284 | 2284 | 2284 | 2284 | 2284 | 2284 | Goldwind GW 100/2500 - 2,50 MW - Wind turbine | https://en.wind-turbine-models.com/turbines/1196-goldwind-gw-100-2500 | 1 | 2,500.0 kW | - | 3.0 m/s | 11.1 m/s | 100.0 m | 7,823.0 m² | 3 | 319.6 W/m² | 3.1 m²/kW | LM 48.8 P |  | 1 | 690.0 V | inverters | 50/60 Hz | 80/90/100 m | No | 25.0 m/s |  | GFRP | conical | painted | Yes |  | IIa | 14.5 U/min | 76 m/s | LM Glasfiber A/S
2285 | 2285 | 2285 | 2285 | 2285 | 2285 | 2285 | Goldwind GW 103/2500 - 2,50 MW - Wind turbine | https://en.wind-turbine-models.com/turbines/1195-goldwind-gw-103-2500 | 1 | 2,500.0 kW | - | 3.0 m/s | 10.6 m/s | 103.0 m | 8,332.0 m² | 3 | 300.0 W/m² | 3.3 m²/kW | LZ 50.3 |  | 1 | 690.0 V | inverters | 50/60 Hz | 80/90 m | No | 25.0 m/s |  | GFRP | conical | painted | Yes |  | IIb | 14.5 U/min | 78 m/s | LZ Blades
2286 | 2286 | 2286 | 2286 | 2286 | 2286 | 2286 | Goldwind GW 106/2500 - 2,50 MW - Wind turbine | https://en.wind-turbine-models.com/turbines/1194-goldwind-gw-106-2500 | 1 | 2,500.0 kW | - | 3.0 m/s | 10.3 m/s | 106.0 m | 8,825.0 m² | 3 | 283.3 W/m² | 3.5 m²/kW | HT 52.3 |  | 1 | 690.0 V | inverters | 50/60 Hz | 80/90/100 m | No | 25.0 m/s |  | GFRP | conical | painted | Yes |  | IIIa | 14.5 U/min | 80 m/s | HT Blade
2287 | 2287 | 2287 | 2287 | 2287 | 2287 | 2287 | Goldwind GW 108/2000 - 2,00 MW - Wind turbine | https://en.wind-turbine-models.com/turbines/1199-goldwind-gw-108-2000 | 1 | 2,000.0 kW | - |  |  | 108.0 m | 9,161.0 m² | 3 | 218.3 W/m² | 4.6 m²/kW | direct drive |  | 1 | 690.0 V | inverters | 50/60 Hz |  | No |  |  |  | conical | painted | Yes
2288 | 2288 | 2288 | 2288 | 2288 | 2288 | 2288 | Goldwind GW 109/2500 - 2,50 MW - Wind turbine | https://en.wind-turbine-models.com/turbines/1193-goldwind-gw-109-2500 | 1 | 2,500.0 kW | - | 3.0 m/s | 10.5 m/s | 109.0 m | 9,516.0 m² | 3 | 262.7 W/m² | 3.8 m²/kW | LM 53.2 |  | 1 | 690.0 V | inverters | 50/60 Hz | 90/100/120 m | No | 25.0 m/s |  | GFRP | conical | painted | Yes |  | IIIa | 13.5 U/min | 77 m/s | LM Glasfiber A/S
2289 | 2289 | 2289 | 2289 | 2289 | 2289 | 2289 | Goldwind GW 115/2000 - 2,00 MW - Wind turbine | https://en.wind-turbine-models.com/turbines/1198-goldwind-gw-115-2000 | 1 | 2,000.0 kW | - |  |  | 115.0 m | 10,434.4 m² | 3 | 191.7 W/m² | 5.2 m²/kW | direct drive |  | 1 | 690.0 V | inverters | 50/60 Hz |  | No |  |  |  | conical | painted | Yes |  | S |  |  | Goldwind
2290 | 2290 | 2290 | 2290 | 2290 | 2290 | 2290 | Goldwind GW 121/2500 - 2,50 MW - Wind turbine | https://en.wind-turbine-models.com/turbines/1192-goldwind-gw-121-2500 | 1 | 2,500.0 kW | - | 2.8 m/s | 9.3 m/s | 121.0 m | 11,595.0 m² | 3 | 215.6 W/m² | 4.6 m²/kW | direct drive |  | 1 | 690.0 V | inverters | 50/60 Hz | 90/120 m | No | 22.0 m/s |  | GFRP | conical | painted | Yes |  | IIIb | 13.5 U/min | 86 m/s
2291 | 2291 | 2291 | 2291 | 2291 | 2291 | 2291 | Goldwind GW 130/2500 - 2,50 MW - Wind turbine | https://en.wind-turbine-models.com/turbines/2240-goldwind-gw-130-2500 | 1 | 2,500.0 kW | - | 2.5 m/s | 9.1 m/s | 130.0 m | 13,273.0 m² | 3 | 188.4 W/m² | 5.3 m²/kW | direct drive |  | 1 |  | IGBT full power converter | 50/60 Hz | 85/90/100/125/130/140 100*/120*/140* m | No | 20.0 m/s |  |  | conical | coated | Yes |  | S | 10.0 U/min | 68 m/s | Goldwind
2292 | 2292 | 2292 | 2292 | 2292 | 2292 | 2292 | Goldwind GW 136/4000 - 4,00 MW - Wind turbine | https://en.wind-turbine-models.com/turbines/1973-goldwind-gw-136-4000 | 1 | 4,000.0 kW | - | 2.5 m/s | 11.0 m/s | 136.0 m | 14,711.0 m² | 3 | 271.9 W/m² | 3.7 m²/kW | direct drive |  | 1 |  | IGBT | 50/60 Hz | 100 / 110 m | No | 25.0 m/s |  |  | conical | painted | Yes |  | IIa |  |  | Goldwind |  |  | 95.3 t | 135.0 t
2293 | 2293 | 2293 | 2293 | 2293 | 2293 | 2293 | Goldwind GW 136/4200 - 4,20 MW - Wind turbine | https://en.wind-turbine-models.com/turbines/1974-goldwind-gw-136-4200 | 1 | 4,200.0 kW | - | 2.5 m/s | 11.2 m/s | 136.0 m | 14,526.0 m² | 3 | 289.1 W/m² | 3.5 m²/kW | direct drive |  | 1 | 690.0 V | IGBT full power converter | 50/60 Hz | 100 / 110 / project specific m | No | 25.0 m/s |  | GFRP with epoxy resin | conical | painted | Yes |  | IIa |  |  | LM /Sinoma |  |  | 95.3 t | 135.0 t
2294 | 2294 | 2294 | 2294 | 2294 | 2294 | 2294 | Goldwind GW 136/4800 - 4,80 MW - Wind turbine | https://en.wind-turbine-models.com/turbines/2244-goldwind-gw-136-4800 | 1 | 4,800.0 kW | - | 2.5 m/s | 11.2 m/s | 136.0 m | 14,526.0 m² | 3 | 330.4 W/m² | 3.0 m²/kW | direct drive |  | 1 | 690.0 V | IGBT full power converter | 50/60 Hz | 86 / 100 / 110 m | No | 26.0 m/s |  | GFRP with epoxy resin | conical | coated | Yes |  | IIb | 10.7 U/min | 76 m/s | LM / Sinoma
2295 | 2295 | 2295 | 2295 | 2295 | 2295 | 2295 | Goldwind GW 140/2500 - 2,50 MW - Wind turbine | https://en.wind-turbine-models.com/turbines/2241-goldwind-gw-140-2500 | 1 | 2,500.0 kW | - | 2.5 m/s | 8.5 m/s | 140.0 m | 15,394.0 m² | 3 | 162.4 W/m² | 6.2 m²/kW | LM: 14712 / Sinoma: 15474 |  | 1 | 690.0 V | Full Power Conversion | 50/60 Hz | 90/100/125/130/140 100*/120*/140* m | No | 20.0 m/s |  | GFRP with epoxy resin | conical | coated | Yes |  | S | 10.5 U/min | 77 m/s | LM / Sinoma |  | 12.0 U/min
2296 | 2296 | 2296 | 2296 | 2296 | 2296 | 2296 | Goldwind GW 140/3000 - 3,00 MW - Wind turbine | https://en.wind-turbine-models.com/turbines/1738-goldwind-gw-140-3000 | 1 | 3,000.0 kW | 3,000.0 - 3,400.0 kW | 2.5 m/s | 10.5 m/s | 140.0 m | 15,474.0 m² | 3 | 193.9 W/m² | 5.2 m²/kW | direct drive |  | 1 | 690.0 V | Full Power Conversion | 50/60 Hz | 100/120* m | No | 20.0 m/s | - |  | conical | painted | Yes |  | IIIa |  |  | LM / Sinoma |  | 10.6 U/min
2297 | 2297 | 2297 | 2297 | 2297 | 2297 | 2297 | Goldwind GW 140/3400 - 3,40 MW - Wind turbine | https://en.wind-turbine-models.com/turbines/1739-goldwind-gw-140-3400 | 1 | 3,400.0 kW | - | 2.5 m/s | 10.1 m/s | 140.0 m | 15,474.0 m² | 3 | 219.7 W/m² | 4.6 m²/kW | direct drive |  | 1 | 690.0 V | Full Power Conversion | 50/60 Hz | 100 / 110 / 120* m | No | 20.0 m/s |  | GFRP with epoxy resin | conical | painted | Yes |  | IIIa, IIIb | 12.0 U/min | 88 m/s | LM / Sinoma
2298 | 2298 | 2298 | 2298 | 2298 | 2298 | 2298 | Goldwind GW 140/3570 - 3,57 MW - Wind turbine | https://en.wind-turbine-models.com/turbines/2245-goldwind-gw-140-3570 | 1 | 3,570.0 kW | - | 2.5 m/s | 10.2 m/s | 140.0 m | 15,482.0 m² | 3 | 230.6 W/m² | 4.3 m²/kW | direct drive |  | 1 | 690.0 V | IGBT full power converter | 50/60 Hz | 100 / 110 / project specific m | No | 20.0 m/s |  | GFRP with epoxy resin | conical | coated | Yes |  | IIIb | 10.0 U/min | 73 m/s | LM / Sinoma
2299 | 2299 | 2299 | 2299 | 2299 | 2299 | 2299 | Goldwind GW 150/2800 - 2,80 MW - Wind turbine | https://en.wind-turbine-models.com/turbines/2242-goldwind-gw-150-2800 | 1 | 2,800.0 kW | - | 2.5 m/s | 8.7 m/s | 150.0 m | 17,672.0 m² | 3 | 158.4 W/m² | 6.3 m²/kW | direct drive |  | 1 | 690.0 V | IGBT full power converter | 50/60 Hz | 95/100/140 120*/140* m | No | 18.0 m/s |  | GFRP with epoxy resin | conical | coated | Yes |  | S | 10.0 U/min | 79 m/s | LM / Sinoma
2300 | 2300 | 2300 | 2300 | 2300 | 2300 | 2300 | Goldwind GW 150/3000 - 3,00 MW - Wind turbine | https://en.wind-turbine-models.com/turbines/2243-goldwind-gw-150-3000 | 1 | 3,000.0 kW | - | 2.5 m/s | 9.0 m/s | 150.0 m | 17,672.0 m² | 3 | 169.8 W/m² | 5.9 m²/kW | direct drive |  | 1 | 690.0 V | IGBT full power converter | 50/60 Hz | 95/100/140 120*/140* m | No | 18.0 m/s |  | GFRP with epoxy resin | conical | coated | Yes |  | S | 10.0 U/min | 79 m/s | LM / Sinoma
2301 | 2301 | 2301 | 2301 | 2301 | 2301 | 2301 | Goldwind GW 154/6700 - 6,70 MW - Wind turbine | https://en.wind-turbine-models.com/turbines/1821-goldwind-gw-154-6700 | 1 | 6,700.0 kW | - | 3.0 m/s | 12.0 m/s | 154.0 m | 18,617.0 m² | 3 | 359.9 W/m² | 2.8 m²/kW | direct drive |  | 1 | 720.0 V | Full Power Conversion | 50/60 Hz | 103 / site specific m | Yes | 25.0 m/s | 57.0 m/s |  | conical | painted |  |  | S | 11.5 U/min | 93 m/s | Goldwind
2302 | 2302 | 2302 | 2302 | 2302 | 2302 | 2302 | Goldwind GW 155/4500 - 4,50 MW - Wind turbine | https://en.wind-turbine-models.com/turbines/2246-goldwind-gw-155-4500 | 1 | 4,500.0 kW | - | 2.5 m/s | 10.8 m/s | 155.0 m | 18,869.0 m² | 3 | 238.5 W/m² | 4.2 m²/kW | direct drive |  | 1 | 690.0 V | IGBT full power converter | 50/60 Hz | 95 / 110 / 140 / project specific m | No | 26.0 m/s |  | GFRP with epoxy resin | conical | coated | Yes |  | IIIb, S | 9.1 U/min | 74 m/s | LM / Sinoma
2303 | 2303 | 2303 | 2303 | 2303 | 2303 | 2303 | Goldwind GW 164/6450 - 6,45 MW - Wind turbine | https://en.wind-turbine-models.com/turbines/1822-goldwind-gw-164-6450 | 1 | 6,450.0 kW | - | 3.0 m/s | 11.5 m/s | 164.0 m | 21,124.0 m² | 3 | 305.3 W/m² | 3.3 m²/kW | direct drive |  | 1 | 720.0 V | Full Power Conversion | 50/60 Hz | 104 / site specific m | Yes | 25.0 m/s | 50.0 m/s |  | conical | painted |  |  | S | 10.7 U/min | 92 m/s | Goldwind
2304 | 2304 | 2304 | 2304 | 2304 | 2304 | 2304 | Goldwind GW 171/3850 - 3,85 MW - Wind turbine | https://en.wind-turbine-models.com/turbines/2394-goldwind-gw-171-3850 | 1 | 3,850.0 kW | - | 2.5 m/s | 8.8 m/s | 171.0 m | 22,966.0 m² | 3 | 167.6 W/m² | 6.0 m²/kW | planetary | 3.0 | 1 | 1,140.0 V | full inverter IGBT | 50 Hz | 100 - 185 / site specific m | No | 17.0 m/s |  |  | conical | coated | Yes |  | S
2305 | 2305 | 2305 | 2305 | 2305 | 2305 | 2305 | Goldwind GW 171/4000 - 4,00 MW - Wind turbine | https://en.wind-turbine-models.com/turbines/2395-goldwind-gw-171-4000 | 1 | 4,000.0 kW | - | 2.5 m/s | 8.9 m/s | 171.0 m | 22,966.0 m² | 3 | 174.2 W/m² | 5.7 m²/kW | planetary | 3.0 | 1 | 1,140.0 V | full inverter IGBT | 50 Hz | 100 - 185 / site specific m | No | 20.0 m/s |  |  | conical | coated | Yes |  | S
2306 | 2306 | 2306 | 2306 | 2306 | 2306 | 2306 | Goldwind GW 171/4500 - 4,50 MW - Wind turbine | https://en.wind-turbine-models.com/turbines/2396-goldwind-gw-171-4500 | 1 | 4,500.0 kW | - | 2.5 m/s | 9.3 m/s | 171.0 m | 22,966.0 m² | 3 | 195.9 W/m² | 5.1 m²/kW | planetary | 3.0 | 1 | 1,140.0 V | full inverter IGBT | 50 Hz | 100 - 185 / site specific m | No | 22.0 m/s |  |  | conical | coated | Yes |  | S
2307 | 2307 | 2307 | 2307 | 2307 | 2307 | 2307 | Goldwind GW 171/5000 - 5,00 MW - Wind turbine | https://en.wind-turbine-models.com/turbines/2397-goldwind-gw-171-5000 | 1 | 5,000.0 kW | - | 2.5 m/s | 9.5 m/s | 171.0 m | 22,966.0 m² | 3 | 217.7 W/m² | 4.6 m²/kW | planetary | 3.0 | 1 | 1,140.0 V | full inverter IGBT | 50 Hz | 100 - 185 / site specific m | No | 24.0 m/s |  |  | conical | coated | Yes |  | S
2308 | 2308 | 2308 | 2308 | 2308 | 2308 | 2308 | Goldwind GW 171/5300 - 5,30 MW - Wind turbine | https://en.wind-turbine-models.com/turbines/2398-goldwind-gw-171-5300 | 1 | 5,300.0 kW | - | 2.5 m/s | 9.6 m/s | 171.0 m | 22,966.0 m² | 3 | 230.8 W/m² | 4.3 m²/kW | planetary | 3.0 | 1 | 950.0 V | full inverter IGBT | 50 Hz | 100 - 185 / site specific m | No | 24.0 m/s |  |  | conical | coated | Yes |  | IIIb
2309 | 2309 | 2309 | 2309 | 2309 | 2309 | 2309 | Goldwind GW 171/5600 - 5,60 MW - Wind turbine | https://en.wind-turbine-models.com/turbines/2399-goldwind-gw-171-5600 | 1 | 5,600.0 kW | - | 2.5 m/s | 9.7 m/s | 171.0 m | 22,966.0 m² | 3 | 243.8 W/m² | 4.1 m²/kW | planetary | 3.0 | 1 | 950.0 V | full inverter IGBT | 50 Hz | 100 - 185 / site specific m | No | 24.0 m/s |  |  | conical | coated | Yes |  | S
2310 | 2310 | 2310 | 2310 | 2310 | 2310 | 2310 | Goldwind GW 171/6000 - 6,00 MW - Wind turbine | https://en.wind-turbine-models.com/turbines/2400-goldwind-gw-171-6000 | 1 | 6,000.0 kW | - | 2.5 m/s | 10.0 m/s | 171.0 m | 22,966.0 m² | 3 | 261.3 W/m² | 3.8 m²/kW | planetary | 3.0 | 1 | 950.0 V | full inverter IGBT | 50 Hz | 100 - 185 / site specific m | No | 24.0 m/s |  |  | conical | coated | Yes |  | S
2311 | 2311 | 2311 | 2311 | 2311 | 2311 | 2311 | Goldwind GW 171/6250 - 6,25 MW - Wind turbine | https://en.wind-turbine-models.com/turbines/2401-goldwind-gw-171-6250 | 1 | 6,250.0 kW | - | 2.5 m/s | 10.2 m/s | 171.0 m | 22,966.0 m² | 3 | 272.1 W/m² | 3.7 m²/kW | planetary | 3.0 | 1 | 950.0 V | full inverter IGBT | 50 Hz | 100 - 185 / site specific m | No | 24.0 m/s |  |  | conical | coated | Yes |  | S
2312 | 2312 | 2312 | 2312 | 2312 | 2312 | 2312 | Goldwind GW 171/6450 - 6,45 MW - Wind turbine | https://en.wind-turbine-models.com/turbines/1823-goldwind-gw-171-6450 | 1 | 6,450.0 kW | - | 3.0 m/s | 10.5 m/s | 171.0 m | 22,960.0 m² | 3 | 280.9 W/m² | 3.6 m²/kW | direct drive |  | 1 | 720.0 V | Full Power Conversion | 50/60 Hz | 108 / site specific m | Yes | 25.0 m/s | 37.5 m/s |  | conical | painted |  |  | IIIb | 10.7 U/min | 96 m/s | Goldwind
2313 | 2313 | 2313 | 2313 | 2313 | 2313 | 2313 | Goldwind GW 175/8000 - 8,00 MW - Wind turbine | https://en.wind-turbine-models.com/turbines/2236-goldwind-gw-175-8000 | 1 | 8,000.0 kW | - | 3.0 m/s | 12.0 m/s | 175.0 m | 24,053.0 m² | 3 | 332.6 W/m² | 3.0 m²/kW | direct drive |  | 1 |  | IGBT full power converter | 50/60 Hz | 110 / site specific m | Yes | 25.0 m/s |  |  | conical | coated |  |  | S | 8.0 U/min | 73 m/s | Goldwind | [7 empty] | 2019
2314 | 2314 | 2314 | 2314 | 2314 | 2314 | 2314 | Goldwind GW 182/7200 - 7,20 MW - Wind turbine | https://en.wind-turbine-models.com/turbines/2393-goldwind-gw-182-7200 | 1 | 7,200.0 kW | - | 2.5 m/s | 11.0 m/s | 182.0 m | 26,016.0 m² | 3 | 276.8 W/m² | 3.6 m²/kW | planetary | 3.0 | 1 | 1,140.0 V | full inverter IGBT | 50 Hz | 110 - 185 / site specific m | Yes | 24.0 m/s |  |  | conical | coated |  |  | S
2315 | 2315 | 2315 | 2315 | 2315 | 2315 | 2315 | Goldwind GW 184/6450 - 6,45 MW - Wind turbine | https://en.wind-turbine-models.com/turbines/2237-goldwind-gw-184-6450 | 1 | 6,450.0 kW | - | 3.0 m/s | 10.0 m/s | 184.0 m | 26,590.0 m² | 3 | 242.6 W/m² | 4.1 m²/kW | direct drive |  | 1 | 1,140.0 V | IGBT full power converter | 50/60 Hz | 112 / site specific m | Yes | 21.0 m/s |  |  | conical | coated |  |  | S | 8.0 U/min | 77 m/s | Goldwind
2316 | 2316 | 2316 | 2316 | 2316 | 2316 | 2316 | Goldwind GW 191/4000 - 4,00 MW - Wind turbine | https://en.wind-turbine-models.com/turbines/2388-goldwind-gw-191-4000 | 1 | 4,000.0 kW | - | 2.5 m/s | 8.2 m/s | 191.0 m | 28,652.0 m² | 3 | 139.6 W/m² | 7.2 m²/kW | planetary | 3.0 | 1 | 1,140.0 V | full inverter IGBT | 50 Hz | 110 - 185 / site specific m | Yes | 20.0 m/s |  |  | conical | coated |  |  | S
2317 | 2317 | 2317 | 2317 | 2317 | 2317 | 2317 | Goldwind GW 191/4550 - 4,55 MW - Wind turbine | https://en.wind-turbine-models.com/turbines/2389-goldwind-gw-191-4550 | 1 | 4,550.0 kW | - | 2.5 m/s | 8.6 m/s | 191.0 m | 28,652.0 m² | 3 | 158.8 W/m² | 6.3 m²/kW | planetary | 3.0 | 1 | 1,140.0 V | full inverter IGBT | 50 Hz | 110 - 185 / site specific m | Yes | 20.0 m/s |  |  | conical | coated |  |  | S
2318 | 2318 | 2318 | 2318 | 2318 | 2318 | 2318 | Goldwind GW 191/5000 - 5,00 MW - Wind turbine | https://en.wind-turbine-models.com/turbines/2390-goldwind-gw-191-5000 | 1 | 5,000.0 kW | - | 2.5 m/s | 8.9 m/s | 191.0 m | 28,652.0 m² | 3 | 174.5 W/m² | 5.7 m²/kW | planetary | 3.0 | 1 | 1,140.0 V | full inverter IGBT | 50 Hz | 110 - 185 / site specific m | Yes | 20.0 m/s |  |  | conical | coated |  |  | S
2319 | 2319 | 2319 | 2319 | 2319 | 2319 | 2319 | Goldwind GW 191/6000 - 6,00 MW - Wind turbine | https://en.wind-turbine-models.com/turbines/2391-goldwind-gw-191-6000 | 1 | 6,000.0 kW | - | 2.5 m/s | 9.5 m/s | 191.0 m | 28,652.0 m² | 3 | 209.4 W/m² | 4.8 m²/kW | planetary | 3.0 | 1 | 1,140.0 V | full inverter IGBT | 50 Hz | 110 - 185 / site specific m | Yes | 24.0 m/s |  |  | conical | coated |  |  | S
2320 | 2320 | 2320 | 2320 | 2320 | 2320 | 2320 | Goldwind GW 191/6700 - 6,70 MW - Wind turbine | https://en.wind-turbine-models.com/turbines/2392-goldwind-gw-191-6700 | 1 | 6,700.0 kW | - | 2.5 m/s | 10.0 m/s | 191.0 m | 28,652.0 m² | 3 | 233.8 W/m² | 4.3 m²/kW | planetary | 3.0 | 1 | 1,140.0 V | full inverter IGBT | 50 Hz | 110 - 185 / site specific m | Yes | 24.0 m/s |  |  | conical | coated |  |  | S
2321 | 2321 | 2321 | 2321 | 2321 | 2321 | 2321 | Goldwind GW 242/12000 - 12,00 MW - Wind turbine | https://en.wind-turbine-models.com/turbines/2387-goldwind-gw-242-12000 | 1 | 12,000.0 kW | - | 2.5 m/s | 10.0 m/s | 242.0 m | 45,996.0 m² | 3 | 260.9 W/m² | 3.8 m²/kW | planetary |  | 1 | 1,380.0 V | full inverter IGBT | 50 Hz | 140 / site specific m | Yes | 25.0 m/s |  |  | conical | coated |  |  | S
2322 | 2322 | 2322 | 2322 | 2322 | 2322 | 2322 | Xyron EX-55 - 1,00 MW - Wind turbine | https://en.wind-turbine-models.com/turbines/1261-xyron-ex-55 | 1 | 1,000.0 kW | - | 3.0 m/s | 12.0 m/s | 55.0 m | 2,375.8 m² | 3 | 420.9 W/m² | 2.4 m²/kW | XT 27- 26.35 |  | 1 | 690.0 V | inverters | 50 Hz | 60 m | No | 24.0 m/s | 59.5 m/s | GFRP | conical | painted | Yes |  | IIb | 30.5 U/min | 88 m/s | Xyron
2323 | 2323 | 2323 | 2323 | 2323 | 2323 | 2323 | XZERES Wind Skystream 3.7 - 2,10 kW - Wind turbine | https://en.wind-turbine-models.com/turbines/1732-xzeres-wind-skystream-3.7 | 1 | 2.1 kW | - | 3.2 m/s | 11.0 m/s | 3.7 m | 10.9 m² | 3 | 193.2 W/m² | 5.2 m²/kW | gearless |  | 1 | 240.0 V |  | 60 Hz | site specific m | Yes | 25.0 m/s | 63.0 m/s | Fiberglass Reinforced Composite | conical | hot dip galvanized
2324 | 2324 | 2324 | 2324 | 2324 | 2324 | 2324 | XZERES Wind 50 - 51,00 kW - Wind turbine | https://en.wind-turbine-models.com/turbines/1730-xzeres-wind-50 | 1 | 51.0 kW | - | 3.0 m/s | 11.0 m/s | 16.5 m | 213.8 m² | 3 | 238.5 W/m² | 4.2 m²/kW | gearless |  | 1 | 480.0 V |  | 50/60 Hz | site specific m | No | 25.0 m/s |  |  | conical | painted / hot dip galvanized | Yes |  | IIa | [6 empty] | 5.5 t
2325 | 2325 | 2325 | 2325 | 2325 | 2325 | 2325 | XZERES Wind 442SR - 10,40 kW - Wind turbine | https://en.wind-turbine-models.com/turbines/1731-xzeres-wind-442sr | 1 | 10.4 kW | - | 2.5 m/s | 11.0 m/s | 7.2 m | 41.0 m² | 3 | 253.7 W/m² | 3.9 m²/kW | direct drive |  | 1 | 240.0 V |  | 50/60 Hz | site specific m | No | 25.0 m/s |  |  |  | hot dip galvanized | Yes |  | IIa | [6 empty] | 1.0 t
2326 | 2326 | 2326 | 2326 | 2326 | 2326 | 2326 | Yamaha 17 kW - 17,00 kW - Wind turbine | https://en.wind-turbine-models.com/turbines/2513-yamaha-17-kw | 1 | 17.0 kW | - | [5 empty] | 0.0 W/m² | 0.0 m²/kW | [7 empty] | No | [5 empty] | Yes | [12 empty] | 1990
2327 | 2327 | 2327 | 2327 | 2327 | 2327 | 2327 | Yamaha 100 kW - 100,00 kW - Wind turbine | https://en.wind-turbine-models.com/turbines/2514-yamaha-100-kw | 1 | 100.0 kW | - | [5 empty] | 0.0 W/m² | 0.0 m²/kW | [7 empty] | No | [5 empty] | Yes | [12 empty] | 1990
2328 | 2328 | 2328 | 2328 | 2328 | 2328 | 2328 | Yinhe GX93-2.5MW - 2,50 MW - Wind turbine | https://en.wind-turbine-models.com/turbines/1161-yinhe-gx93-2.5mw | 1 | 2,500.0 kW | - | 3.0 m/s | 8.5 m/s | 93.1 m | 6,764.0 m² | 3 | 369.6 W/m² | 2.7 m²/kW | 45.3 |  | 1 | 690.0 V | inverters | 50 Hz | 80 m | No | 25.0 m/s | 59.5 m/s | GFRP | conical | painted | Yes |  | IIa | 16.0 U/min | 78 m/s
2329 | 2329 | 2329 | 2329 | 2329 | 2329 | 2329 | Yinhe GX103-2.5MW - 2,50 MW - Wind turbine | https://en.wind-turbine-models.com/turbines/1162-yinhe-gx103-2.5mw | 1 | 2,500.0 kW | - | 3.0 m/s | 7.5 m/s | 103.2 m | 8,329.0 m² | 3 | 300.2 W/m² | 3.3 m²/kW | 50.3 |  | 1 | 690.0 V | inverters | 50 Hz | 80 m | No | 25.0 m/s |  | GFRP | conical | painted | Yes |  | IIIa | 14.3 U/min | 77 m/s
2330 | 2330 | 2330 | 2330 | 2330 | 2330 | 2330 | Yinhe GX113-2.5MW - 2,50 MW - Wind turbine | https://en.wind-turbine-models.com/turbines/1163-yinhe-gx113-2.5mw | 1 | 2,500.0 kW | - | 3.0 m/s | 7.0 m/s | 112.6 m | 10,024.0 m² | 3 | 249.4 W/m² | 4.0 m²/kW | 55.0 |  | 1 | 690.0 V | inverters | 50 Hz | 88.3 m | No | 20.0 m/s | 52.5 m/s | GFRP | conical | painted | Yes |  | IIIa | 14.0 U/min | 83 m/s
2331 | 2331 | 2331 | 2331 | 2331 | 2331 | 2331 | Yinhe GX153-6MW - 6,00 MW - Wind turbine | https://en.wind-turbine-models.com/turbines/1164-yinhe-gx153-6mw | 1 | 6,000.0 kW | - | 3.0 m/s | 7.5 m/s | 153.0 m | 18,350.0 m² | 3 | 327.0 W/m² | 3.1 m²/kW | 75.0 |  | 1 | 690.0 V | inverters | 50 Hz | 100 m | Yes | 25.0 m/s | 52.5 m/s | GFRP | conical | painted |  |  | IIIb | 11.4 U/min | 91 m/s
2332 | 2332 | 2332 | 2332 | 2332 | 2332 | 2332 | Zenia Energy 7,5kW - 7,50 kW - Wind turbine | https://en.wind-turbine-models.com/turbines/1614-zenia-energy-7-5kw | 1 | 7.5 kW | - | 3.0 m/s |  | 7.1 m | 40.0 m² | 3 | 187.5 W/m² | 5.3 m²/kW | 4-pole generator |  | 1 | 400.0 V |  | 50 Hz | 18 m | No | 30.0 m/s | 70.0 m/s |  |  | Galvanised | Yes |  |  | 110.0 U/min | 41 m/s | Olsen Wings |  |  |  | 0.5 t
2333 | 2333 | 2333 | 2333 | 2333 | 2333 | 2333 | Zenia Energy 10kW - 10,00 kW - Wind turbine | https://en.wind-turbine-models.com/turbines/1613-zenia-energy-10kw | 1 | 10.0 kW | - | 3.0 m/s |  | 7.1 m | 40.0 m² | 3 | 250.0 W/m² | 4.0 m²/kW | 4-pole generator |  | 1 | 400.0 V |  | 50 Hz | 18 m | No | 30.0 m/s | 70.0 m/s |  |  | Galvanised | Yes |  |  | 110.0 U/min | 41 m/s | Olsen Wings |  |  |  | 0.5 t
2334 | 2334 | 2334 | 2334 | 2334 | 2334 | 2334 | Zenia Energy 30kW - 30,00 kW - Wind turbine | https://en.wind-turbine-models.com/turbines/1612-zenia-energy-30kw | 1 | 30.0 kW | - | 3.0 m/s |  | 13.8 m | 150.0 m² | 3 | 200.0 W/m² | 5.0 m²/kW | 4-pole generator |  | 1 | 400.0 V |  | 50 Hz | 18 m | No | 25.0 m/s | 70.0 m/s |  |  | Galvanised | Yes |  |  | 60.0 U/min | 43 m/s | Olsen Wings |  |  |  | 0.9 t
2335 | 2335 | 2335 | 2335 | 2335 | 2335 | 2335 | Zephyr Prototype - Wind turbine | https://en.wind-turbine-models.com/turbines/2504-zephyr-prototype | 1 | - | [6 empty] | 0.0 W/m² | 0.0 m²/kW | [7 empty] | No | [5 empty] | Yes
2336 | 2336 | 2336 | 2336 | 2336 | 2336 | 2336 | Zephyr Z-1000-24 - 1,00 kW - Wind turbine | https://en.wind-turbine-models.com/turbines/2501-zephyr-z-1000-24 | 1 | 1.0 kW | - | 2.5 m/s | 12.5 m/s | 1.8 m | 2.5 m² | 3 | 400.0 W/m² | 2.5 m²/kW | direct drive |  | 1 | 25.0 V |  | 50/60 Hz | site specific m | Yes |  |  | Carbon fiber laminate over solid foam core | cylindrical | galvanized |  |  |  | 1,000.0 U/min | 94 m/s |  |  |  | 0.0 t
2337 | 2337 | 2337 | 2337 | 2337 | 2337 | 2337 | Zephyr Z-1000-48 - 1,00 kW - Wind turbine | https://en.wind-turbine-models.com/turbines/2502-zephyr-z-1000-48 | 1 | 1.0 kW | - | 2.5 m/s | 12.5 m/s | 1.8 m | 2.5 m² | 3 | 400.0 W/m² | 2.5 m²/kW | direct drive |  | 1 | 50.0 V |  |  | site specific m | Yes |  |  | Carbon fiber laminate over solid foam core | cylindrical | galvanized |  |  |  | 1,000.0 U/min | 94 m/s
2338 | 2338 | 2338 | 2338 | 2338 | 2338 | 2338 | Zephyr Z-9000 - 5,10 kW - Wind turbine | https://en.wind-turbine-models.com/turbines/2503-zephyr-z-9000 | 1 | 5.1 kW | - | 3.6 m/s | 12.0 m/s | 5.5 m | 23.8 m² | 3 | 214.3 W/m² | 4.7 m²/kW | direct drive |  | 1 | 367.0 V | full inverter IGBT | 50/60 Hz | site specific m | Yes |  |  | Synthetic glass fibre (low reflection. UV and erosion protection coating) | cylindrical | galvanized |  |  | IIa | 277.0 U/min | 80 m/s |  |  |  | 0.3 t
2339 | 2339 | 2339 | 2339 | 2339 | 2339 | 2339 | Zephyr WTS 28.250 - 250,00 kW - Wind turbine | https://en.wind-turbine-models.com/turbines/1030-zephyr-wts-28.250 | 1 | 250.0 kW | - | 3.0 m/s | 12.0 m/s | 28.0 m | 615.0 m² | 2 | 406.5 W/m² | 2.5 m²/kW | helical | 2.0 | 1 | 400.0 V | Thyristor | 50 Hz | 32.8 m | No | 28.0 m/s |  |  | conical | painted | Yes |  |  | 54.0 U/min | 79 m/s | Zephyr | 1:27 | 1,458.0 U/min |  | 7.6 t | 11.0 t | 38.0 t |  | 1992 | 2.0 t
2340 | 2340 | 2340 | 2340 | 2340 | 2340 | 2340 | Zephyros Z72 - 2,00 MW - Wind turbine | https://en.wind-turbine-models.com/turbines/88-zephyros-z72 | 1 | 2,000.0 kW | - | 3.0 m/s | 13.0 m/s | 70.7 m | 3,920.0 m² | 3 | 510.2 W/m² | 2.0 m²/kW | direct drive |  | 1 | 4,000.0 V | inverters | 50 Hz | 65/80 m | No | 25.0 m/s | 70.0 m/s | GFRP | conical | painted | Yes |  | Ia | 23.5 U/min | 87 m/s | ABB |  |  | 36.0 t | 61.0 t | 150.0 t | 247.0 t
2341 | 2341 | 2341 | 2341 | 2341 | 2341 | 2341 | Windey WD25-250 - 250,00 kW - Wind turbine | https://en.wind-turbine-models.com/turbines/1238-windey-wd25-250 | 1 | 250.0 kW | - | 4.0 m/s | 14.0 m/s | 25.0 m | 491.0 m² | 3 | 509.2 W/m² | 2.0 m²/kW | 12m | 2.0 | 1 | 690.0 V | thyristors | 50 Hz | 28.5 m | No | 23.0 m/s | 53.0 m/s | GFRP | conical | painted | Yes |  |  | 39.3 U/min | 51 m/s | Abeking & Rasmussen | 1:38 | 1,500.0 U/min | 4.0 t | 10.0 t | 34.0 t | 50.0 t |  |  | 1.0 t
2342 | 2342 | 2342 | 2342 | 2342 | 2342 | 2342 | Windey WD49-750 - 750,00 kW - Wind turbine | https://en.wind-turbine-models.com/turbines/1222-windey-wd49-750 | 1 | 750.0 kW | - | 3.5 m/s | 14.0 m/s | 49.0 m | 1,886.0 m² | 3 | 397.7 W/m² | 2.5 m²/kW | LM 23.2 | 3.0 | 1.0 | 690.0 V | thyristors | 50/60 Hz | 50/65 m | No | 25.0 m/s | 59.5 m/s | GFRP | conical | painted | Yes |  |  | 22.5 U/min | 58 m/s | LM Glasfiber A/S | 1:67 | 1,520.0 U/min | 10.0 t | 23.0 t | 90.0 t | 125.0 t
2343 | 2343 | 2343 | 2343 | 2343 | 2343 | 2343 | Windey WD50-750 - 750,00 kW - Wind turbine | https://en.wind-turbine-models.com/turbines/1223-windey-wd50-750 | 1 | 750.0 kW | - | 3.5 m/s | 14.0 m/s | 50.0 m | 1,963.0 m² | 3 | 382.1 W/m² | 2.6 m²/kW | LM 23.2 | 3.0 | 1 | 690.0 V | inverters | 50/60 Hz | 50/65 m | No | 25.0 m/s | 70.0 m/s | GFRP | conical | painted | Yes |  |  | 22.5 U/min | 59 m/s | LM Glasfiber A/S | 1:67 | 1,520.0 U/min | 12.0 t | 23.0 t | 90.0 t | 125.0 t
2344 | 2344 | 2344 | 2344 | 2344 | 2344 | 2344 | Windey WD52-800 - 800,00 kW - Wind turbine | https://en.wind-turbine-models.com/turbines/1224-windey-wd52-800 | 1 | 800.0 kW | - | 3.5 m/s | 14.0 m/s | 52.0 m | 2,123.0 m² | 3 | 376.8 W/m² | 2.7 m²/kW | spur/planetary | 3.0 | 1.0 | 690.0 V | thyristors | 50/60 Hz | 50/65 m | No | 25.0 m/s | 59.5 m/s | bamboo | conical | painted | Yes |  |  | 22.5 U/min | 61 m/s | Flender | 1:67 | 1,520.0 U/min |  | 23.0 t | 90.0 t
2345 | 2345 | 2345 | 2345 | 2345 | 2345 | 2345 | Windey WD70-1500 - 1,50 MW - Wind turbine | https://en.wind-turbine-models.com/turbines/1225-windey-wd70-1500 | 1 | 1,500.0 kW | - | 3.0 m/s | 11.5 m/s | 70.0 m | 3,847.0 m² | 3 | 389.9 W/m² | 2.6 m²/kW | spur/planetary | 3.0 | 1 | 690.0 V | inverters | 50 Hz | 65/70/80 m | No | 25.0 m/s |  |  | conical | painted | Yes |  | Ia | 19.2 U/min | 70 m/s |  | 1:94 | 1,800.0 U/min
2346 | 2346 | 2346 | 2346 | 2346 | 2346 | 2346 | Windey WD77-1500 - 1,50 MW - Wind turbine | https://en.wind-turbine-models.com/turbines/1226-windey-wd77-1500 | 1 | 1,500.0 kW | - | 3.0 m/s | 11.0 m/s | 77.0 m | 4,654.0 m² | 3 | 322.3 W/m² | 3.1 m²/kW | spur/planetary | 3.0 | 1 | 690.0 V | inverters | 50 Hz | 65/70/80 m | No | 25.0 m/s |  |  | conical | painted | Yes |  | IIa | 17.2 U/min | 69 m/s |  | 1:104 | 1,800.0 U/min
2347 | 2347 | 2347 | 2347 | 2347 | 2347 | 2347 | Windey WD82-1500 - 1,50 MW - Wind turbine | https://en.wind-turbine-models.com/turbines/1227-windey-wd82-1500 | 1 | 1,500.0 kW | - | 3.0 m/s | 10.5 m/s | 82.0 m | 5,278.0 m² | 3 | 284.2 W/m² | 3.5 m²/kW | spur/planetary | 3.0 | 1 | 690.0 V | inverters | 50 Hz | 65/70/80 m | No | 25.0 m/s |  |  | conical | painted | Yes |  | IIIa | 17.2 U/min | 74 m/s |  | 1:104 | 1,800.0 U/min
2348 | 2348 | 2348 | 2348 | 2348 | 2348 | 2348 | Windey WD88-1500 - 1,50 MW - Wind turbine | https://en.wind-turbine-models.com/turbines/1228-windey-wd88-1500 | 1 | 1,500.0 kW | - | 3.0 m/s | 10.0 m/s | 88.0 m | 6,079.0 m² | 3 | 246.8 W/m² | 4.1 m²/kW | spur/planetary | 3.0 | 1 | 690.0 V | inverters | 50 Hz | 70/80 m | No | 20.0 m/s |  |  | conical | painted | Yes |  | IIIa | 17.2 U/min | 79 m/s |  | 1:104 | 1,800.0 U/min
2349 | 2349 | 2349 | 2349 | 2349 | 2349 | 2349 | Windey WD93-1500 - 1,50 MW - Wind turbine | https://en.wind-turbine-models.com/turbines/1229-windey-wd93-1500 | 1 | 1,500.0 kW | - | 3.0 m/s | 10.1 m/s | 93.0 m | 6,793.0 m² | 3 | 220.8 W/m² | 4.5 m²/kW | spur/planetary | 3.0 | 1 | 690.0 V | inverters | 50 Hz | 70/80 m | No | 20.0 m/s |  |  | conical | painted | Yes |  | IIIa | 15.4 U/min | 75 m/s |  | 1:116 | 1,800.0 U/min
2350 | 2350 | 2350 | 2350 | 2350 | 2350 | 2350 | Windey WD103-2000 - 2,00 MW - Wind turbine | https://en.wind-turbine-models.com/turbines/1230-windey-wd103-2000 | 1 | 2,000.0 kW | - | 3.0 m/s | 9.9 m/s | 103.0 m | 8,430.0 m² | 3 | 237.2 W/m² | 4.2 m²/kW | spur/planetary | 3.0 | 1 | 690.0 V | inverters | 50 Hz | 80/90/100 m | No | 25.0 m/s |  |  | conical | painted | Yes |  | Ia | 13.4 U/min | 72 m/s |  | 1:131 | 1,800.0 U/min
2351 | 2351 | 2351 | 2351 | 2351 | 2351 | 2351 | Windey WD103-2500 - 2,50 MW - Wind turbine | https://en.wind-turbine-models.com/turbines/1231-windey-wd103-2500 | 1 | 2,500.0 kW | - | 3.0 m/s | 10.7 m/s | 103.6 m | 8,430.0 m² | 3 | 296.6 W/m² | 3.4 m²/kW | 50.5 | 3.0 | 1 | 690.0 V | inverters | 50 Hz | 80/90/100 m | No | 25.0 m/s |  |  | conical | painted | Yes |  | IIa | 13.9 U/min | 75 m/s | Aeolon / Sinoma | 1:86 | 1,200.0 U/min | 59.4 t | 95.3 t |  |  | 24.6 t |  | 11.6 t
2352 | 2352 | 2352 | 2352 | 2352 | 2352 | 2352 | Windey WD107-2000 - 2,00 MW - Wind turbine | https://en.wind-turbine-models.com/turbines/1232-windey-wd107-2000 | 1 | 2,000.0 kW | - | 3.0 m/s | 9.5 m/s | 107.0 m | 8,992.0 m² | 3 | 222.4 W/m² | 4.5 m²/kW | 50.5m | 3.0 | 1 | 690.0 V | inverters | 50 Hz | 80/90/100 m | No | 25.0 m/s |  |  | conical | painted | Yes |  | IIa | 13.4 U/min | 75 m/s | Aeolon / Sinoma | 1:130 | 1,800.0 U/min | 56.6 t | 85.0 t |  |  | 22.7 t |  | 11.3 t
2353 | 2353 | 2353 | 2353 | 2353 | 2353 | 2353 | Windey WD107-2500 - 2,50 MW - Wind turbine | https://en.wind-turbine-models.com/turbines/1233-windey-wd107-2500 | 1 | 2,500.0 kW | - | 3.0 m/s | 10.1 m/s | 107.0 m | 8,992.0 m² | 3 | 278.0 W/m² | 3.6 m²/kW | 52.5m | 3.0 | 1 | 690.0 V | inverters | 50 Hz | 80 / 90 / 100 /120* / 140* m | No | 25.0 m/s |  |  | conical | coated | Yes |  | IIIa | 13.9 U/min | 78 m/s | Aeolon / Sinoma | 1:86 | 1,200.0 U/min | 58.8 t | 95.3 t |  |  | 24.6 t |  | 11.3 t
2354 | 2354 | 2354 | 2354 | 2354 | 2354 | 2354 | Windey WD110-2000 - 2,00 MW - Wind turbine | https://en.wind-turbine-models.com/turbines/1234-windey-wd110-2000 | 1 | 2,000.0 kW | - | 2.5 m/s | 9.4 m/s | 110.0 m | 9,520.0 m² | 3 | 210.1 W/m² | 4.8 m²/kW | 52.5m | 3.0 | 1 | 690.0 V | inverters | 50 Hz | 80/90/100 m | No | 20.0 m/s |  |  | conical | painted | Yes |  | IIIa | 13.4 U/min | 77 m/s | Aeolon / Sinoma | 1:131 | 1,800.0 U/min | 58.1 t | 85.0 t |  |  | 22.7 t |  | 11.8 t
2355 | 2355 | 2355 | 2355 | 2355 | 2355 | 2355 | Windey WD110-2500 - 2,50 MW - Wind turbine | https://en.wind-turbine-models.com/turbines/1235-windey-wd110-2500 | 1 | 2,500.0 kW | - | 3.0 m/s | 10.5 m/s | 110.0 m | 9,521.0 m² | 3 | 262.6 W/m² | 3.8 m²/kW | spur/planetary | 3.0 | 1 | 690.0 V | inverters | 50 Hz | 80/90/100 m | No | 25.0 m/s |  |  | conical | painted | Yes |  | IIIa | 13.0 U/min | 75 m/s |  | 1:92 | 1,200.0 U/min
2356 | 2356 | 2356 | 2356 | 2356 | 2356 | 2356 | Windey WD115-2000 - 2,00 MW - Wind turbine | https://en.wind-turbine-models.com/turbines/1236-windey-wd115-2000 | 1 | 2,000.0 kW | - | 2.5 m/s | 9.2 m/s | 115.0 m | 10,388.0 m² | 3 | 192.5 W/m² | 5.2 m²/kW | 53.8m / 54.0m | 3.0 | 1 | 690.0 V | inverters | 50 Hz | 80/90/100 m | No | 20.0 m/s |  |  | conical | painted | Yes |  | IIIa | 13.4 U/min | 81 m/s | Aeolon / Sinoma | 1:131 | 1,800.0 U/min | 60.2 t | 85.0 t |  |  | 22.7 t |  | 12.5 t
2357 | 2357 | 2357 | 2357 | 2357 | 2357 | 2357 | Windey WD121-2000 - 2,00 MW - Wind turbine | https://en.wind-turbine-models.com/turbines/1237-windey-wd121-2000 | 1 | 2,000.0 kW | - | 2.5 m/s | 8.6 m/s | 121.0 m | 11,499.0 m² | 3 | 173.9 W/m² | 5.7 m²/kW | 56.5m | 3.0 | 1 | 690.0 V | IGBT full power converter | 50/60 Hz | 80 / 90 / 100 / 120* / 140* m | No | 20.0 m/s |  |  | conical | coated | Yes |  | S | 12.7 U/min | 80 m/s | Aeolon / Sinoma | 1:138 | 1,750.0 U/min | 63.2 t | 85.0 t |  |  | 22.7 t |  | 13.5 t
2358 | 2358 | 2358 | 2358 | 2358 | 2358 | 2358 | Windey WD125-2500 - 2,50 MW - Wind turbine | https://en.wind-turbine-models.com/turbines/2252-windey-wd125-2500 | 1 | 2,500.0 kW | - | 3.0 m/s | 9.4 m/s | 125.0 m | 12,468.9 m² | 3 | 200.5 W/m² | 5.0 m²/kW | 61.5m | 3.0 | 1 | 690.0 V | IGBT full power converter | 50 Hz | 85 / 90 / 100 / 120* / 140* m | No | 20.0 m/s |  |  | conical | coated | Yes |  | IIIa | 12.0 U/min | 79 m/s | Aeolon / Sinoma | 1:101 | 1,200.0 U/min | 69.3 t | 100.0 t |  |  | 27.3 t |  | 14.0 t
2359 | 2359 | 2359 | 2359 | 2359 | 2359 | 2359 | Windey WD130-5000 - 5,00 MW - Wind turbine | https://en.wind-turbine-models.com/turbines/2248-windey-wd130-5000 | 1 | 5,000.0 kW | - | 3.0 m/s |  | 130.0 m | 13,273.0 m² | 3 | 376.7 W/m² | 2.7 m²/kW | spur/planetary |  | 1 | 3,300.0 V | IGBT full power converter | 50/60 Hz | 100 / site specific m | No | 25.0 m/s |  |  | conical | coated | Yes |  | Ib | 12.0 U/min | 82 m/s | Aeolon / Sinoma |  |  | 110.0 t | 167.0 t
2360 | 2360 | 2360 | 2360 | 2360 | 2360 | 2360 | Windey WD131-2000 - 2,00 MW - Wind turbine | https://en.wind-turbine-models.com/turbines/2249-windey-wd131-2000 | 1 | 2,000.0 kW | - | 2.5 m/s | 8.3 m/s | 131.0 m | 13,478.0 m² | 3 | 148.4 W/m² | 6.7 m²/kW | 59.5m | 3.0 | 1 | 690.0 V | IGBT full power converter | 50 Hz | 85 / 90 / 100 / 120* / 140* m | No | 20.0 m/s |  |  | conical | coated | Yes |  | S | 14.3 U/min | 98 m/s | Aeolon / Sinoma | 1:138 | 1,750.0 U/min | 66.5 t | 85.0 t |  |  | 22.7 t |  | 14.6 t
2361 | 2361 | 2361 | 2361 | 2361 | 2361 | 2361 | Windey WD131-2100 - 2,10 MW - Wind turbine | https://en.wind-turbine-models.com/turbines/2250-windey-wd131-2100 | 1 | 2,100.0 kW | - | 2.5 m/s | 8.5 m/s | 131.0 m | 13,478.0 m² | 3 | 155.8 W/m² | 6.4 m²/kW | 59.5m | 3.0 | 1 | 690.0 V | IGBT full power converter | 50 Hz | 85 / 90 / 100 / 120* / 140* m | No | 20.0 m/s |  |  | conical | coated | Yes |  | S | 14.3 U/min | 98 m/s | Aeolon / Sinoma | 1:138 | 1,750.0 U/min | 66.5 t | 85.0 t |  |  | 22.7 t |  | 14.6 t
2362 | 2362 | 2362 | 2362 | 2362 | 2362 | 2362 | Windey WD131-2200 - 2,20 MW - Wind turbine | https://en.wind-turbine-models.com/turbines/2251-windey-wd131-2200 | 1 | 2,200.0 kW | - | 2.5 m/s | 8.6 m/s | 131.0 m | 13,478.0 m² | 3 | 163.2 W/m² | 6.1 m²/kW | 59.5m | 3.0 | 1 | 690.0 V | IGBT full power converter | 50 Hz | 85 / 90 / 100 / 120* / 140* m | No | 20.0 m/s |  |  | conical | coated | Yes |  | S | 14.3 U/min | 98 m/s | Aeolon / Sinoma | 1:138 | 1,750.0 U/min | 66.5 t | 85.0 t |  |  | 22.7 t |  | 14.6 t
2363 | 2363 | 2363 | 2363 | 2363 | 2363 | 2363 | Windey WD139-5000 - 5,00 MW - Wind turbine | https://en.wind-turbine-models.com/turbines/1979-windey-wd139-5000 | 1 | 5,000.0 kW | - | 3.0 m/s |  | 139.0 m | 15,175.0 m² | 3 | 329.5 W/m² | 3.0 m²/kW | ae5.0-68.0m |  | 1 | 3,300.0 V |  | 50/60 Hz | 100 / project specific m | No | 25.0 m/s |  | GFRP | conical | coated | Yes |  | Ib | 11.8 U/min | 86 m/s |  |  |  | 135.0 t | 290.0 t
2364 | 2364 | 2364 | 2364 | 2364 | 2364 | 2364 | Windey WD140-2500 - 2,50 MW - Wind turbine | https://en.wind-turbine-models.com/turbines/2253-windey-wd140-2500 | 1 | 2,500.0 kW | - | 2.5 m/s | 8.5 m/s | 140.0 m | 15,394.0 m² | 3 | 162.4 W/m² | 6.2 m²/kW | 68.6m | 3.0 | 1 | 690.0 V | IGBT full power converter | 50 Hz | 85 / 90 / 100 / 120* / 140* m | No | 20.0 m/s |  |  | conical | coated | Yes |  | S | 11.0 U/min | 81 m/s | Aeolon / Sinoma | 1:159 | 1,200.0 U/min | 68.4 t | 100.0 t |  |  | 27.3 t |  | 13.7 t
2365 | 2365 | 2365 | 2365 | 2365 | 2365 | 2365 | Windey WD140-3000 - 3,00 MW - Wind turbine | https://en.wind-turbine-models.com/turbines/2255-windey-wd140-3000 | 1 | 3,000.0 kW | - | 2.5 m/s | 9.1 m/s | 140.0 m | 15,394.0 m² | 3 | 194.9 W/m² | 5.1 m²/kW | 68.6m | 3.0 | 1 | 690.0 V | IGBT full power converter | 50 Hz | 100 - 140 m | No | 25.0 m/s |  |  | conical | coated | Yes |  | S | 11.0 U/min | 81 m/s | Aeolon / Sinoma | 1:159 | 1,750.0 U/min | 89.9 t | 115.0 t |  |  | 39.5 t |  | 16.8 t
2366 | 2366 | 2366 | 2366 | 2366 | 2366 | 2366 | Windey WD147-2500 - 2,50 MW - Wind turbine | https://en.wind-turbine-models.com/turbines/2254-windey-wd147-2500 | 1 | 2,500.0 kW | - | 2.5 m/s | 8.3 m/s | 147.0 m | 16,972.0 m² | 3 | 147.3 W/m² | 6.8 m²/kW | 71.5m | 3.0 | 1 | 690.0 V | IGBT full power converter | 50 Hz | 90 / 100 / 120 / 140 / 125* / 160* m | No | 18.0 m/s |  |  | conical | coated | Yes |  | S | 11.0 U/min | 85 m/s | Aeolon / Sinoma | 1:159 | 1,200.0 U/min | 79.2 t | 100.0 t |  |  | 34.2 t |  | 15.0 t
2367 | 2367 | 2367 | 2367 | 2367 | 2367 | 2367 | Windey WD147-3000 - 3,00 MW - Wind turbine | https://en.wind-turbine-models.com/turbines/2256-windey-wd147-3000 | 1 | 3,000.0 kW | - | 2.5 m/s | 8.8 m/s | 147.0 m | 16,972.0 m² | 3 | 176.8 W/m² | 5.7 m²/kW | 71.5m | 3.0 | 1 | 690.0 V | IGBT full power converter | 50 Hz | 100 - 140 m | No | 25.0 m/s |  |  | conical | coated | Yes |  | S | 11.0 U/min | 85 m/s | Aeolon / Sinoma | 1:159 | 1,750.0 U/min | 90.8 t | 115.0 t |  |  | 39.5 t |  | 17.1 t
2368 | 2368 | 2368 | 2368 | 2368 | 2368 | 2368 | Windey WD147-3600 - 3,60 MW - Wind turbine | https://en.wind-turbine-models.com/turbines/2257-windey-wd147-3600 | 1 | 3,600.0 kW | - | 2.5 m/s | 9.4 m/s | 147.0 m | 16,972.0 m² | 3 | 212.1 W/m² | 4.7 m²/kW | 71.5m | 3.0 | 1 | 690.0 V | IGBT full power converter | 50 Hz | 92 / 95 / 100 / / 120* / 130* / 140* / 160* m | No | 25.0 m/s |  |  | conical | coated | Yes |  | S | 11.0 U/min | 85 m/s | Aeolon / Sinoma | 1:159 | 1,750.0 U/min | 90.7 t | 120.0 t |  |  | 41.5 t |  | 16.4 t
2369 | 2369 | 2369 | 2369 | 2369 | 2369 | 2369 | Windey WD156-3000 - 3,00 MW - Wind turbine | https://en.wind-turbine-models.com/turbines/2258-windey-wd156-3000 | 1 | 3,000.0 kW | - | 2.5 m/s | 8.8 m/s | 156.0 m | 19,113.0 m² | 3 | 157.0 W/m² | 6.4 m²/kW | 76.0m | 3.0 | 1 | 690.0 V | IGBT full power converter | 50 Hz | 92 / 95 / 100 / / 120* / 130* / 140* / 160* m | No | 25.0 m/s |  |  | conical | coated | Yes |  | S | 10.5 U/min | 86 m/s | Aeolon / Sinoma | 1:167 | 1,750.0 U/min | 92.9 t | 120.0 t |  |  | 39.5 t |  | 17.8 t
2370 | 2370 | 2370 | 2370 | 2370 | 2370 | 2370 | Windey WD156-3600 - 3,60 MW - Wind turbine | https://en.wind-turbine-models.com/turbines/2259-windey-wd156-3600 | 1 | 3,600.0 kW | - | 2.5 m/s | 8.8 m/s | 156.0 m | 19,113.0 m² | 3 | 188.4 W/m² | 5.3 m²/kW | 76.0m | 3.0 | 1 | 690.0 V | IGBT full power converter | 50 Hz | 92 / 95 / 100 / / 120* / 130* / 140* / 160* m | No | 25.0 m/s |  |  | conical | coated | Yes |  | S | 10.5 U/min | 86 m/s | Aeolon / Sinoma | 1:167 | 1,750.0 U/min | 97.3 t | 120.0 t |  |  | 41.5 t |  | 18.6 t
2371 | 2371 | 2371 | 2371 | 2371 | 2371 | 2371 | Zond Z-40-FS - 550,00 kW - Wind turbine | https://en.wind-turbine-models.com/turbines/492-zond-z-40-fs | 1 | 550.0 kW | - | 4.0 m/s | 13.0 m/s | 40.0 m | 1,257.0 m² | 3 | 437.5 W/m² | 2.3 m²/kW | Zond 40.0 M FS. 19.47 | 2.0 | 1 | 690.0 V | Thyristor | 50 Hz | 39.2/50 m | No | 29.1 m/s | 60.0 m/s | Fiberglas | conical | coated | Yes |  |  | 29.5 U/min | 62 m/s |  | 1:34 | 1,000.0 U/min | 9.2 t
2372 | 2372 | 2372 | 2372 | 2372 | 2372 | 2372 | Zond Z-48 - 750,00 kW - Wind turbine | https://en.wind-turbine-models.com/turbines/1177-zond-z-48 | 1 | 750.0 kW | - | 4.0 m/s | 11.6 m/s | 48.0 m | 1,810.0 m² | 3 | 414.4 W/m² | 2.4 m²/kW | 48.0 M FS | 2.0 | 1 | 480.0 V | inverters | 50/60 Hz | 53.5 m | No | 29.1 m/s | 60.0 m/s | Glass fiber reinforced epoxy | conical | painted | Yes |  |  | 34.0 U/min | 85 m/s | Zond | 1:41 | 1,380.0 U/min
2373 | 2373 | 2373 | 2373 | 2373 | 2373 | 2373 | Zond Z-50 - 750,00 kW - Wind turbine | https://en.wind-turbine-models.com/turbines/2-zond-z-50 | 1 | 750.0 kW | - | 4.0 m/s | 11.3 m/s | 50.0 m | 1,963.0 m² | 3 | 382.1 W/m² | 2.6 m²/kW | LM/Tecsis | 2.0 | 1.0 | 690.0 V | WR | 50/60 Hz | 55/65 m | No | 29.0 m/s | 60.0 m/s | GFK | conical | painted | Yes |  |  | 32.3 U/min | 85 m/s | LM Glasfieber/Tecsis | 1:41 | 1,310.0 U/min | 14.5 t | 21.5 t | 49.0 t | 90.0 t